## flBldgStrucDmgFn (2) (hidden)
BldgDmgFnID | Occupancy | Source | Description | ft04m | ft03m | ft02m | ft01m | ft00 | ft01 | ft02 | ft03 | ft04 | ft05 | ft06 | ft07 | ft08 | ft09 | ft10 | ft11 | ft12 | ft13 | ft14 | ft15 | ft16 | ft17 | ft18 | ft19 | ft20 | ft21 | ft22 | ft23 | ft24 | Comment
105 | RES1 | FIA | one floor, no basement, Structure, A-Zone | 0 | 0 | 0 | 0 | 18 | 22 | 25 | 28 | 30 | 31 | 40 | 43 | 43 | 45 | 46 | 47 | 47 | 49 | 50 | 50 | 50 | 51 | 51 | 52 | 52 | 53 | 53 | 54 | 54 | NULL
106 | RES1 | FIA (MOD.) | one floor, w/ basement, Structure, A-Zone | 7 | 7 | 7 | 11 | 17 | 21 | 29 | 34 | 38 | 43 | 50 | 50 | 54 | 55 | 55 | 57 | 58 | 60 | 62 | 63 | 65 | 67 | 69 | 70 | 72 | 74 | 76 | 77 | 79 | NULL
107 | RES1 | FIA | two floors, no basement, Structure, A-Zone | 0 | 0 | 0 | 0 | 11 | 12 | 14 | 18 | 20 | 22 | 24 | 26 | 30 | 34 | 38 | 39 | 40 | 42 | 43 | 44 | 45 | 47 | 48 | 49 | 50 | 52 | 53 | 54 | 56 | NULL
108 | RES1 | FIA (MOD.) | two floors, w/ basement, Structure, A-Zone | 4 | 4 | 8 | 14 | 19 | 21 | 26 | 29 | 34 | 39 | 44 | 50 | 55 | 57 | 59 | 61 | 63 | 65 | 66 | 68 | 69 | 71 | 72 | 74 | 75 | 77 | 79 | 80 | 82 | NULL
109 | RES1 | FIA | three or more floors, no basement, Structure, A-Zone | 0 | 0 | 0 | 0 | 5 | 8 | 12 | 17 | 19 | 22 | 24 | 25 | 30 | 35 | 38 | 39 | 40 | 42 | 43 | 44 | 45 | 47 | 48 | 49 | 50 | 52 | 53 | 54 | 56 | NULL
110 | RES1 | FIA (MOD.) | three or more floors, w/ basement, Structure, A-Zone | 3 | 3 | 6 | 10 | 12 | 14 | 20 | 25 | 31 | 36 | 38 | 41 | 44 | 48 | 50 | 52 | 54 | 56 | 57 | 59 | 61 | 63 | 65 | 67 | 69 | 71 | 73 | 75 | 77 | NULL
111 | RES1 | FIA | split level, no basement, Structure, A-Zone | 0 | 0 | 0 | 0 | 3 | 9 | 13 | 25 | 27 | 28 | 33 | 34 | 41 | 43 | 45 | 46 | 47 | 48 | 49 | 50 | 51 | 52 | 53 | 54 | 55 | 56 | 57 | 58 | 59 | NULL
112 | RES1 | FIA (MOD.) | split level, w/ basement, Structure, A-Zone | 6 | 6 | 9 | 14 | 15 | 24 | 27 | 30 | 35 | 40 | 43 | 44 | 52 | 56 | 58 | 60 | 62 | 64 | 66 | 68 | 70 | 72 | 74 | 76 | 78 | 81 | 83 | 85 | 87 | NULL
113 | RES1 | FIA | one floor, no basement, Structure, V-Zone | 0 | 0 | 0 | 0 | 8 | 10 | 14 | 26 | 28 | 29 | 41 | 43 | 44 | 45 | 46 | 47 | 48 | 49 | 50 | 51 | 52 | 53 | 54 | 55 | 56 | 57 | 58 | 59 | 60 | NULL
114 | RES1 | FIA (MOD.) | one floor, w/ basement, Structure, V-Zone | 7 | 7 | 10 | 14 | 17 | 21 | 29 | 34 | 38 | 43 | 47 | 52 | 53 | 54 | 55 | 56 | 57 | 58 | 59 | 60 | 61 | 62 | 63 | 64 | 65 | 66 | 67 | 68 | 69 | NULL
115 | RES1 | FIA | two floors, no basement, Structure, V-Zone | 0 | 0 | 0 | 0 | 5 | 9 | 13 | 18 | 20 | 22 | 24 | 26 | 30 | 34 | 38 | 40 | 42 | 44 | 46 | 48 | 50 | 52 | 54 | 56 | 58 | 60 | 62 | 64 | 66 | NULL
116 | RES1 | FIA (MOD.) | two floors, w/ basement, Structure, V-Zone | 4 | 4 | 8 | 14 | 17 | 24 | 26 | 29 | 34 | 39 | 44 | 50 | 55 | 57 | 59 | 61 | 63 | 65 | 67 | 69 | 71 | 73 | 75 | 77 | 79 | 81 | 83 | 85 | 87 | NULL
117 | RES1 | FIA | three or more floors, no basement, Structure, V-Zone | 0 | 0 | 0 | 0 | 4 | 8 | 12 | 17 | 19 | 22 | 24 | 25 | 30 | 35 | 38 | 40 | 42 | 44 | 46 | 48 | 50 | 52 | 54 | 56 | 58 | 60 | 62 | 64 | 66 | NULL
118 | RES1 | FIA (MOD.) | three or more floors, w/ basement, Structure, V-Zone | 3 | 3 | 6 | 10 | 11 | 14 | 20 | 25 | 31 | 36 | 38 | 41 | 44 | 47 | 50 | 52 | 54 | 56 | 58 | 60 | 62 | 64 | 66 | 68 | 70 | 72 | 74 | 76 | 78 | NULL
119 | RES1 | FIA | split level, no basement, Structure, V-Zone | 0 | 0 | 0 | 0 | 3 | 9 | 13 | 25 | 27 | 28 | 32 | 37 | 41 | 43 | 45 | 47 | 49 | 51 | 53 | 55 | 57 | 59 | 61 | 63 | 65 | 67 | 69 | 71 | 73 | NULL
120 | RES1 | FIA (MOD.) | split level, w/ basement, Structure, V-Zone | 6 | 6 | 6 | 14 | 15 | 24 | 27 | 30 | 35 | 41 | 44 | 48 | 52 | 57 | 59 | 61 | 63 | 65 | 67 | 69 | 71 | 73 | 75 | 77 | 79 | 81 | 83 | 85 | 87 | NULL
121 | RES1 | FIA | one floor, w/ basement, Structure, A-Zone | 0 | 0 | 0 | 0 | 6 | 10 | 18 | 23 | 27 | 32 | 39 | 39 | 43 | 44 | 44 | 46 | 47 | 48 | 49 | 50 | 51 | 52 | 53 | 54 | 55 | 56 | 57 | 58 | 59 | NULL
122 | RES1 | FIA | two floors, w/ basement, Structure, A-Zone | 0 | 0 | 4 | 8 | 13 | 15 | 20 | 23 | 27 | 32 | 37 | 43 | 48 | 51 | 53 | 55 | 57 | 59 | 60 | 61 | 62 | 63 | 64 | 65 | 66 | 67 | 68 | 69 | 70 | NULL
123 | RES1 | FIA | three or more floors, w/ basement, Structure, A-Zone | 0 | 0 | 3 | 5 | 7 | 9 | 15 | 20 | 26 | 31 | 33 | 36 | 39 | 43 | 45 | 46 | 47 | 48 | 49 | 50 | 51 | 52 | 53 | 54 | 55 | 56 | 57 | 58 | 59 | NULL
124 | RES1 | FIA | split level, w/ basement, Structure, A-Zone | 0 | 0 | 3 | 5 | 6 | 16 | 19 | 22 | 27 | 32 | 35 | 36 | 44 | 48 | 50 | 52 | 54 | 56 | 58 | 59 | 60 | 61 | 62 | 63 | 64 | 65 | 66 | 67 | 68 | NULL
125 | RES1 | FIA | one floor, w/ basement, Structure, V-Zone | 0 | 0 | 0 | 0 | 6 | 10 | 18 | 23 | 27 | 32 | 39 | 39 | 43 | 44 | 44 | 46 | 47 | 48 | 49 | 50 | 51 | 52 | 53 | 54 | 55 | 56 | 57 | 58 | 59 | NULL
126 | RES1 | FIA | two floors, w/ basement, Structure, V-Zone | 0 | 0 | 4 | 8 | 11 | 18 | 20 | 23 | 28 | 33 | 38 | 44 | 49 | 51 | 53 | 55 | 57 | 59 | 60 | 61 | 62 | 63 | 64 | 65 | 66 | 67 | 68 | 69 | 70 | NULL
127 | RES1 | FIA | three or more floors, w/ basement, Structure, V-Zone | 0 | 0 | 3 | 5 | 6 | 9 | 15 | 20 | 26 | 31 | 33 | 36 | 39 | 42 | 45 | 46 | 47 | 48 | 49 | 50 | 51 | 52 | 53 | 54 | 55 | 56 | 57 | 58 | 59 | NULL
128 | RES1 | FIA | split level, w/ basement, Structure, V-Zone | 0 | 0 | 0 | 5 | 6 | 16 | 19 | 22 | 27 | 32 | 35 | 42 | 48 | 50 | 52 | 54 | 56 | 58 | 59 | 60 | 61 | 62 | 63 | 64 | 65 | 66 | 67 | 68 | 69 | NULL
129 | RES1 | USACE - IWR | one story, no basement, Structure | 0 | 0 | 0 | 3 | 13 | 23 | 32 | 40 | 47 | 53 | 59 | 63 | 67 | 71 | 73 | 75 | 77 | 79 | 80 | 81 | 81 | 82 | 82 | 83 | 83 | 83 | 84 | 84 | 84 | NULL
130 | RES1 | USACE - IWR | two or more stories, no basement, Structure | 0 | 0 | 0 | 3 | 9 | 15 | 21 | 26 | 31 | 36 | 41 | 45 | 49 | 52 | 56 | 59 | 61 | 64 | 66 | 68 | 69 | 70 | 71 | 72 | 73 | 74 | 74 | 75 | 75 | NULL
131 | RES1 | USACE - IWR | split level, no basement, Structure | 0 | 0 | 0 | 6 | 7 | 9 | 13 | 17 | 23 | 29 | 36 | 42 | 49 | 56 | 63 | 69 | 74 | 78 | 82 | 84 | 85 | 85 | 86 | 86 | 87 | 87 | 88 | 88 | 89 | NULL
132 | RES1 | USACE - Chicago | one story, no basement, Structure | 0 | 0 | 0 | 0 | 15 | 16 | 25 | 28 | 29 | 31 | 40 | 43 | 43 | 45 | 46 | 47 | 47 | 49 | 50 | 51 | 52 | 53 | 54 | 55 | 56 | 57 | 58 | 59 | 60 | NULL
133 | RES1 | USACE - Chicago | one story, w/ basement, Structure | 0 | 0 | 4 | 8 | 12 | 15 | 20 | 23 | 28 | 33 | 37 | 43 | 48 | 51 | 53 | 55 | 57 | 59 | 61 | 63 | 65 | 67 | 69 | 71 | 73 | 75 | 77 | 79 | 81 | NULL
134 | RES1 | USACE - Chicago | split level, no basement, Structure | 0 | 0 | 0 | 0 | 3 | 9 | 13 | 25 | 27 | 28 | 33 | 34 | 41 | 43 | 45 | 46 | 47 | 48 | 49 | 50 | 51 | 52 | 53 | 54 | 55 | 56 | 57 | 58 | 59 | NULL
135 | RES1 | USACE - Chicago | split level, w/ basement, Structure | 0 | 0 | 3 | 5 | 6 | 16 | 19 | 22 | 27 | 32 | 35 | 36 | 44 | 48 | 50 | 52 | 54 | 56 | 58 | 60 | 62 | 64 | 66 | 68 | 70 | 72 | 74 | 76 | 78 | NULL
136 | RES1 | USACE - Chicago | two story, no basement, Structure | 0 | 0 | 0 | 0 | 8 | 10 | 13 | 18 | 20 | 22 | 24 | 26 | 30 | 34 | 38 | 40 | 42 | 44 | 45 | 46 | 47 | 48 | 49 | 50 | 51 | 52 | 53 | 54 | 55 | NULL
137 | RES1 | USACE - Chicago | two story, w/ basement, Structure | 0 | 0 | 3 | 5 | 7 | 11 | 17 | 22 | 28 | 33 | 35 | 38 | 40 | 44 | 46 | 48 | 50 | 52 | 54 | 56 | 58 | 60 | 62 | 64 | 66 | 68 | 70 | 72 | 74 | NULL
138 | RES1 | USACE - Galveston | one & 1/2 story, no basement, Structure | 0 | 0 | 0 | 0 | 10 | 28 | 35 | 41 | 43 | 46 | 48 | 49 | 50 | 50 | 50 | 51 | 51 | 52 | 53 | 55 | 57 | 58 | 60 | 62 | 64 | 66 | 68 | 70 | 72 | NULL
139 | RES1 | USACE - Galveston | one story, no basement, Structure | 0 | 0 | 0 | 0 | 10 | 21 | 27 | 32 | 37 | 43 | 46 | 50 | 54 | 58 | 60 | 63 | 67 | 70 | 74 | 79 | 82 | 83 | 84 | 85 | 86 | 87 | 88 | 89 | 90 | NULL
140 | RES1 | USACE - Galveston | two story, no basement, Structure | 0 | 0 | 0 | 0 | 5 | 21 | 27 | 31 | 34 | 37 | 39 | 40 | 40 | 42 | 44 | 47 | 49 | 52 | 55 | 58 | 60 | 62 | 65 | 67 | 69 | 71 | 73 | 75 | 77 | NULL
141 | RES1 | USACE - New Orleans | one story, Pier foundation, structure, fresh water, short duration | 0 | 0 | 0 | 1 | 12 | 42 | 48 | 53 | 54 | 73 | 73 | 73 | 73 | 78 | 78 | 80 | 80 | 80 | 80 | 80 | 80 | 80 | 80 | 80 | 80 | 80 | 80 | 80 | 80 | NULL
142 | RES1 | USACE - New Orleans | one story, Pier foundation, structure, fresh water, long duration | 0 | 0 | 0 | 1 | 12 | 42 | 67 | 71 | 71 | 79 | 79 | 79 | 79 | 82 | 82 | 82 | 82 | 82 | 82 | 82 | 82 | 82 | 82 | 82 | 82 | 82 | 82 | 82 | 82 | NULL
143 | RES1 | USACE - New Orleans | one story, Slab foundation, structure, fresh water, short duration | 0 | 0 | 0 | 0 | 1 | 22 | 28 | 31 | 33 | 48 | 48 | 48 | 48 | 56 | 56 | 58 | 58 | 58 | 58 | 58 | 58 | 58 | 58 | 58 | 58 | 58 | 58 | 58 | 58 | NULL
144 | RES1 | USACE - New Orleans | one story, Slab foundation, structure, fresh water, long duration | 0 | 0 | 0 | 0 | 1 | 22 | 39 | 42 | 44 | 48 | 48 | 48 | 48 | 56 | 56 | 58 | 58 | 58 | 58 | 58 | 58 | 58 | 58 | 58 | 58 | 58 | 58 | 58 | 58 | NULL
145 | RES1 | USACE - New Orleans | one story, Pier foundation, structure, salt water, short duration | 0 | 0 | 0 | 1 | 13 | 46 | 53 | 58 | 59 | 80 | 80 | 80 | 80 | 86 | 86 | 88 | 88 | 88 | 88 | 88 | 88 | 88 | 88 | 88 | 88 | 88 | 88 | 88 | 88 | NULL
146 | RES1 | USACE - New Orleans | one story, Pier foundation, structure, salt water, long duration | 0 | 0 | 0 | 1 | 15 | 50 | 70 | 71 | 98 | 98 | 98 | 98 | 98 | 98 | 98 | 98 | 98 | 98 | 98 | 98 | 98 | 98 | 98 | 98 | 98 | 98 | 98 | 98 | 98 | NULL
147 | RES1 | USACE - New Orleans | one story, Slab foundation, structure, salt water, short duration | 0 | 0 | 0 | 0 | 1 | 23 | 31 | 35 | 36 | 53 | 53 | 53 | 53 | 62 | 62 | 64 | 64 | 64 | 64 | 64 | 64 | 64 | 64 | 64 | 64 | 64 | 64 | 64 | 64 | NULL
148 | RES1 | USACE - New Orleans | one story, Slab foundation, structure, salt water, long duration | 0 | 0 | 0 | 0 | 1 | 23 | 42 | 45 | 92 | 92 | 92 | 92 | 92 | 92 | 92 | 92 | 92 | 92 | 92 | 92 | 92 | 92 | 92 | 92 | 92 | 92 | 92 | 92 | 92 | NULL
149 | RES1 | USACE - New Orleans | one story, Structure, fresh water, short duration | 0 | 0 | 0 | 0 | 0 | 42 | 58 | 78 | 84 | 87 | 89 | 89 | 89 | 89 | 89 | 89 | 89 | 89 | 89 | 89 | 89 | 89 | 89 | 89 | 89 | 89 | 89 | 89 | 89 | NULL
150 | RES1 | USACE - New Orleans | one story, Structure, fresh water, long duration | 0 | 0 | 0 | 0 | 0 | 83 | 89 | 93 | 94 | 95 | 95 | 95 | 95 | 95 | 95 | 95 | 95 | 95 | 95 | 95 | 95 | 95 | 95 | 95 | 95 | 95 | 95 | 95 | 95 | NULL
151 | RES1 | USACE - New Orleans | one story, Structure, salt water, short duration | 0 | 0 | 0 | 0 | 0 | 50 | 66 | 81 | 86 | 90 | 91 | 95 | 95 | 95 | 95 | 95 | 95 | 95 | 95 | 95 | 95 | 95 | 95 | 95 | 95 | 95 | 95 | 95 | 95 | NULL
152 | RES1 | USACE - New Orleans | one story, Structure, salt water, long duration | 0 | 0 | 0 | 0 | 0 | 95 | 95 | 95 | 98 | 98 | 98 | 98 | 98 | 98 | 98 | 98 | 98 | 98 | 98 | 98 | 98 | 98 | 98 | 98 | 98 | 98 | 98 | 98 | 98 | NULL
153 | RES1 | USACE - New Orleans | one story, Pier foundation, structure, fresh water, short duration | 0 | 0 | 0 | 4 | 21 | 42 | 52 | 53 | 57 | 67 | 67 | 67 | 67 | 74 | 74 | 84 | 84 | 84 | 84 | 84 | 84 | 84 | 84 | 84 | 84 | 84 | 84 | 84 | 84 | NULL
154 | RES1 | USACE - New Orleans | one story, Slab foundation, structure, fresh water, short duration | 0 | 0 | 0 | 0 | 4 | 34 | 40 | 41 | 47 | 59 | 59 | 59 | 59 | 70 | 70 | 82 | 82 | 82 | 82 | 82 | 82 | 82 | 82 | 82 | 82 | 82 | 82 | 82 | 82 | NULL
155 | RES1 | USACE - New Orleans | one story, Pier foundation, structure, salt water, long duration | 0 | 0 | 0 | 4 | 21 | 62 | 66 | 66 | 69 | 72 | 72 | 72 | 72 | 84 | 84 | 84 | 84 | 84 | 84 | 84 | 84 | 84 | 84 | 84 | 84 | 84 | 84 | 84 | 84 | NULL
156 | RES1 | USACE - New Orleans | one story, Slab foundation, structure, salt water, long duration | 0 | 0 | 0 | 0 | 7 | 56 | 59 | 59 | 63 | 66 | 66 | 66 | 66 | 82 | 82 | 82 | 82 | 82 | 82 | 82 | 82 | 82 | 82 | 82 | 82 | 82 | 82 | 82 | 82 | NULL
157 | RES1 | USACE - New Orleans | two story, Pier foundation, structure, fresh water, short duration | 0 | 0 | 0 | 1 | 6 | 18 | 22 | 23 | 29 | 36 | 36 | 36 | 39 | 42 | 46 | 55 | 55 | 68 | 68 | 68 | 68 | 68 | 68 | 68 | 68 | 68 | 68 | 68 | 68 | NULL
158 | RES1 | USACE - New Orleans | two story, Pier foundation, structure, fresh water, long duration | 0 | 0 | 0 | 1 | 6 | 18 | 32 | 33 | 36 | 40 | 40 | 40 | 42 | 42 | 56 | 59 | 59 | 71 | 71 | 71 | 71 | 71 | 71 | 71 | 71 | 71 | 71 | 71 | 71 | NULL
159 | RES1 | USACE - New Orleans | two story, Slab foundation, structure, fresh water, short duration | 0 | 0 | 0 | 0 | 1 | 15 | 19 | 21 | 22 | 34 | 34 | 34 | 35 | 38 | 40 | 48 | 51 | 57 | 57 | 57 | 57 | 57 | 57 | 57 | 57 | 57 | 57 | 57 | 57 | NULL
160 | RES1 | USACE - New Orleans | two story, Slab foundation, structure, fresh water, long duration | 0 | 0 | 0 | 0 | 1 | 15 | 27 | 29 | 29 | 35 | 35 | 35 | 35 | 38 | 47 | 51 | 53 | 57 | 57 | 57 | 57 | 57 | 57 | 57 | 57 | 57 | 57 | 57 | 57 | NULL
161 | RES1 | USACE - New Orleans | two story, Pier foundation, structure, salt water, short duration | 0 | 0 | 0 | 1 | 6 | 19 | 25 | 25 | 31 | 39 | 39 | 39 | 43 | 46 | 51 | 60 | 60 | 75 | 75 | 75 | 75 | 75 | 75 | 75 | 75 | 75 | 75 | 75 | 75 | NULL
162 | RES1 | USACE - New Orleans | two story, Pier foundation, structure, salt water, long duration | 0 | 0 | 0 | 1 | 6 | 19 | 33 | 33 | 93 | 93 | 93 | 93 | 93 | 93 | 94 | 94 | 94 | 97 | 97 | 97 | 97 | 97 | 97 | 97 | 97 | 97 | 97 | 97 | 97 | NULL
163 | RES1 | USACE - New Orleans | two story, Slab foundation, structure, salt water, short duration | 0 | 0 | 0 | 0 | 1 | 16 | 21 | 23 | 25 | 38 | 38 | 38 | 39 | 41 | 44 | 52 | 57 | 62 | 62 | 62 | 62 | 62 | 62 | 62 | 62 | 62 | 62 | 62 | 62 | NULL
164 | RES1 | USACE - New Orleans | two story, Slab foundation, structure, salt water, long duration | 0 | 0 | 0 | 0 | 1 | 16 | 27 | 29 | 80 | 80 | 80 | 80 | 80 | 80 | 80 | 80 | 80 | 83 | 83 | 83 | 83 | 83 | 83 | 83 | 83 | 83 | 83 | 83 | 83 | NULL
165 | RES1 | USACE - New Orleans | two story, Structure, fresh water, short duration | 0 | 0 | 0 | 0 | 0 | 38 | 50 | 67 | 73 | 76 | 78 | 78 | 78 | 78 | 78 | 86 | 88 | 91 | 92 | 92 | 92 | 92 | 92 | 92 | 92 | 92 | 92 | 92 | 92 | NULL
166 | RES1 | USACE - New Orleans | two story, Structure, fresh water, long duration | 0 | 0 | 0 | 0 | 0 | 67 | 73 | 76 | 78 | 78 | 78 | 78 | 78 | 78 | 78 | 91 | 92 | 92 | 92 | 92 | 92 | 92 | 92 | 92 | 92 | 92 | 92 | 92 | 92 | NULL
167 | RES1 | USACE - New Orleans | two story, Structure, salt water, short duration | 0 | 0 | 0 | 0 | 0 | 45 | 57 | 70 | 75 | 79 | 80 | 83 | 83 | 83 | 83 | 91 | 94 | 98 | 98 | 99 | 99 | 99 | 99 | 99 | 99 | 99 | 99 | 99 | 99 | NULL
168 | RES1 | USACE - New Orleans | two story, Structure, salt water, long duration | 0 | 0 | 0 | 0 | 0 | 70 | 75 | 79 | 80 | 83 | 83 | 83 | 83 | 83 | 83 | 98 | 98 | 99 | 99 | 99 | 99 | 99 | 99 | 99 | 99 | 99 | 99 | 99 | 99 | NULL
169 | RES1 | USACE - New Orleans | two story, Pier foundation, structure, fresh water, short duration | 0 | 0 | 0 | 4 | 12 | 25 | 33 | 34 | 36 | 42 | 42 | 42 | 42 | 53 | 62 | 66 | 66 | 67 | 71 | 71 | 71 | 71 | 71 | 71 | 71 | 71 | 71 | 71 | 71 | NULL
170 | RES1 | USACE - New Orleans | two story, Slab foundation, structure, fresh water, long duration | 0 | 0 | 0 | 0 | 3 | 25 | 29 | 30 | 33 | 40 | 40 | 40 | 40 | 48 | 55 | 58 | 58 | 60 | 64 | 64 | 64 | 64 | 64 | 64 | 64 | 64 | 64 | 64 | 64 | NULL
171 | RES1 | USACE - New Orleans | two story, Pier foundation, structure, salt water, short duration | 0 | 0 | 0 | 4 | 18 | 54 | 55 | 55 | 57 | 60 | 60 | 60 | 60 | 63 | 71 | 73 | 74 | 74 | 74 | 74 | 74 | 74 | 74 | 74 | 74 | 74 | 74 | 74 | 74 | NULL
172 | RES1 | USACE - New Orleans | two story, Slab foundation, structure, salt water, long duration | 0 | 0 | 0 | 0 | 5 | 44 | 46 | 50 | 52 | 52 | 52 | 52 | 52 | 56 | 66 | 68 | 68 | 70 | 70 | 70 | 70 | 70 | 70 | 70 | 70 | 70 | 70 | 70 | 70 | NULL
173 | RES1 | USACE - St. Paul | one story, Structure | 0 | 0 | 0 | 0 | 11 | 32 | 39 | 41 | 46 | 51 | 54 | 54 | 59 | 59 | 59 | 59 | 59 | 59 | 59 | 59 | 59 | 59 | 59 | 59 | 59 | 59 | 59 | 59 | 59 | NULL
174 | RES1 | USACE - St. Paul | two story, Structure | 0 | 0 | 0 | 0 | 6 | 18 | 20 | 22 | 25 | 27 | 29 | 29 | 32 | 36 | 45 | 45 | 45 | 47 | 49 | 49 | 49 | 49 | 49 | 49 | 49 | 49 | 49 | 49 | 49 | NULL
175 | RES1 | USACE - Wilmington | one & 1/2 story, Pile foundation, structure | 3 | 4 | 4 | 4 | 8 | 11 | 19 | 28 | 30 | 34 | 36 | 37 | 39 | 41 | 43 | 45 | 46 | 47 | 49 | 50 | 51 | 53 | 55 | 57 | 60 | 73 | 87 | 100 | 100 | NULL
176 | RES1 | USACE - Wilmington | one & 1/2 story, Structure | 1 | 1 | 1 | 1 | 8 | 11 | 18 | 22 | 25 | 29 | 32 | 34 | 37 | 39 | 42 | 44 | 45 | 47 | 48 | 50 | 51 | 53 | 55 | 57 | 60 | 65 | 70 | 75 | 75 | NULL
177 | RES1 | USACE - Wilmington | one & 1/2 story w/ 1/2 living area below, Structure | 0 | 0 | 0 | 0 | 1 | 3 | 4 | 6 | 8 | 9 | 11 | 13 | 15 | 21 | 27 | 35 | 37 | 41 | 43 | 46 | 49 | 51 | 53 | 55 | 57 | 71 | 86 | 100 | 100 | NULL
178 | RES1 | USACE - Wilmington | one story, Pile foundation, structure | 4 | 4 | 5 | 6 | 9 | 14 | 23 | 36 | 39 | 46 | 47 | 49 | 50 | 52 | 54 | 58 | 62 | 66 | 70 | 74 | 80 | 81 | 83 | 84 | 85 | 90 | 95 | 100 | 100 | NULL
179 | RES1 | USACE - Wilmington | one story, Structure | 1 | 1 | 1 | 1 | 9 | 14 | 23 | 28 | 32 | 36 | 39 | 43 | 46 | 49 | 52 | 56 | 60 | 64 | 68 | 73 | 80 | 81 | 83 | 84 | 85 | 85 | 85 | 85 | 85 | NULL
180 | RES1 | USACE - Wilmington | one story w/ 1/2 living area below, Structure | 0 | 0 | 1 | 1 | 1 | 4 | 6 | 8 | 10 | 12 | 14 | 17 | 20 | 21 | 32 | 42 | 45 | 49 | 53 | 57 | 61 | 63 | 64 | 66 | 68 | 78 | 89 | 100 | 100 | NULL
181 | RES1 | USACE - Wilmington | one story w/ basement, Structure | 4 | 4 | 5 | 8 | 10 | 14 | 22 | 26 | 28 | 33 | 37 | 41 | 45 | 49 | 54 | 57 | 60 | 63 | 69 | 74 | 80 | 84 | 84 | 85 | 85 | 90 | 95 | 100 | 100 | NULL
182 | RES1 | USACE - Wilmington | split level, Structure | 0 | 0 | 0 | 0 | 3 | 5 | 7 | 11 | 16 | 20 | 25 | 29 | 34 | 38 | 43 | 47 | 51 | 54 | 58 | 62 | 67 | 69 | 72 | 75 | 78 | 80 | 82 | 84 | 84 | NULL
183 | RES1 | USACE - Wilmington | two story, Pile foundation, structure | 3 | 3 | 3 | 4 | 7 | 9 | 15 | 23 | 25 | 29 | 31 | 32 | 34 | 35 | 37 | 40 | 44 | 48 | 51 | 55 | 57 | 60 | 62 | 65 | 68 | 78 | 89 | 100 | 100 | NULL
184 | RES1 | USACE - Wilmington | two story, Structure | 0 | 0 | 1 | 1 | 7 | 9 | 15 | 18 | 22 | 25 | 27 | 29 | 32 | 34 | 36 | 40 | 43 | 47 | 50 | 54 | 57 | 60 | 62 | 65 | 68 | 71 | 74 | 77 | 77 | NULL
185 | RES1 | USACE - Wilmington | two story w/ 1/2 living area below, Structure | 0 | 0 | 0 | 0 | 0 | 2 | 4 | 5 | 7 | 8 | 10 | 10 | 13 | 16 | 21 | 26 | 32 | 36 | 38 | 41 | 43 | 45 | 48 | 51 | 55 | 70 | 85 | 100 | 100 | NULL
189 | RES2 | FIA | Mobile home, structure, A-Zone | 0 | 0 | 0 | 0 | 11 | 44 | 63 | 73 | 78 | 79 | 81 | 82 | 83 | 84 | 85 | 86 | 88 | 89 | 90 | 91 | 92 | 94 | 95 | 96 | 97 | 98 | 99 | 100 | 100 | NULL
190 | RES2 | FIA | Mobile home, structure, V-Zone | 0 | 0 | 0 | 0 | 8 | 45 | 64 | 74 | 79 | 80 | 81 | 82 | 83 | 84 | 85 | 86 | 87 | 88 | 89 | 90 | 91 | 92 | 93 | 94 | 95 | 96 | 97 | 98 | 99 | NULL
191 | RES2 | USACE - Chicago | Mobile Home, structure | 0 | 0 | 0 | 0 | 10 | 44 | 63 | 73 | 78 | 80 | 81 | 82 | 82 | 82 | 82 | 82 | 82 | 82 | 82 | 82 | 82 | 82 | 82 | 82 | 82 | 82 | 82 | 82 | 82 | NULL
192 | RES2 | USACE - Galveston | Mobile Home, structure | 0 | 0 | 0 | 0 | 14 | 19 | 31 | 54 | 93 | 96 | 96 | 97 | 97 | 97 | 98 | 98 | 98 | 98 | 98 | 98 | 98 | 98 | 98 | 98 | 98 | 98 | 98 | 98 | 98 | NULL
193 | RES2 | USACE - New Orleans | Mobile Home, structure, fresh water, short duration | 0 | 0 | 0 | 6 | 10 | 45 | 46 | 46 | 50 | 66 | 66 | 66 | 66 | 66 | 66 | 66 | 66 | 66 | 66 | 66 | 66 | 66 | 66 | 66 | 66 | 66 | 66 | 66 | 66 | NULL
194 | RES2 | USACE - New Orleans | Mobile Home, structure, fresh water, long duration | 0 | 0 | 0 | 6 | 10 | 45 | 46 | 97 | 97 | 97 | 97 | 97 | 97 | 97 | 97 | 97 | 97 | 97 | 97 | 97 | 97 | 97 | 97 | 97 | 97 | 97 | 97 | 97 | 97 | NULL
195 | RES2 | USACE - New Orleans | Mobile Home, structure, salt water, short duration | 0 | 0 | 0 | 6 | 10 | 45 | 47 | 47 | 51 | 67 | 67 | 67 | 67 | 67 | 67 | 67 | 67 | 67 | 67 | 67 | 67 | 67 | 67 | 67 | 67 | 67 | 67 | 67 | 67 | NULL
196 | RES2 | USACE - New Orleans | Mobile Home, structure, salt water, long duration | 0 | 0 | 0 | 6 | 10 | 45 | 98 | 98 | 98 | 98 | 98 | 98 | 98 | 98 | 98 | 98 | 98 | 98 | 98 | 98 | 98 | 98 | 98 | 98 | 98 | 98 | 98 | 98 | 98 | NULL
197 | RES2 | USACE - New Orleans | Mobile Home, structure, fresh water, short duration | 0 | 0 | 0 | 0 | 0 | 38 | 56 | 69 | 80 | 90 | 90 | 90 | 90 | 90 | 90 | 90 | 90 | 90 | 90 | 90 | 90 | 90 | 90 | 90 | 90 | 90 | 90 | 90 | 90 | NULL
198 | RES2 | USACE - New Orleans | Mobile Home, structure, fresh water, long duration | 0 | 0 | 0 | 0 | 0 | 85 | 95 | 99 | 99 | 99 | 99 | 99 | 99 | 99 | 99 | 99 | 99 | 99 | 99 | 99 | 99 | 99 | 99 | 99 | 99 | 99 | 99 | 99 | 99 | NULL
199 | RES2 | USACE - New Orleans | Mobile Home, structure, salt water, short duration | 0 | 0 | 0 | 0 | 0 | 45 | 64 | 71 | 82 | 92 | 92 | 96 | 96 | 96 | 96 | 96 | 96 | 96 | 96 | 96 | 96 | 96 | 96 | 96 | 96 | 96 | 96 | 96 | 96 | NULL
200 | RES2 | USACE - New Orleans | Mobile Home, structure, salt water, long duration | 0 | 0 | 0 | 0 | 0 | 96 | 98 | 99 | 100 | 100 | 100 | 100 | 100 | 100 | 100 | 100 | 100 | 100 | 100 | 100 | 100 | 100 | 100 | 100 | 100 | 100 | 100 | 100 | 100 | NULL
201 | RES2 | USACE - New Orleans | Mobile Home, structure, fresh water, short duration | 0 | 0 | 0 | 1 | 17 | 45 | 49 | 49 | 52 | 57 | 58 | 58 | 63 | 63 | 63 | 63 | 63 | 63 | 63 | 63 | 63 | 63 | 63 | 63 | 63 | 63 | 63 | 63 | 63 | NULL
202 | RES2 | USACE - New Orleans | Mobile Home, structure, salt water, long duration | 0 | 0 | 0 | 12 | 32 | 64 | 66 | 66 | 66 | 66 | 66 | 66 | 63 | 63 | 63 | 63 | 63 | 63 | 63 | 63 | 63 | 63 | 63 | 63 | 63 | 63 | 63 | 63 | 63 | NULL
203 | RES2 | USACE - Wilmington | Mobile Home, structure | 1 | 1 | 2 | 3 | 8 | 27 | 42 | 60 | 93 | 96 | 96 | 97 | 97 | 97 | 98 | 98 | 98 | 98 | 99 | 99 | 99 | 99 | 99 | 99 | 100 | 100 | 100 | 100 | 100 | NULL
204 | RES3 | USACE - Chicago | Apartment Unit Grade, Structure | 0 | 0 | 0 | 0 | 15 | 16 | 25 | 28 | 29 | 31 | 40 | 43 | 43 | 45 | 46 | 47 | 47 | 49 | 50 | 51 | 52 | 53 | 54 | 55 | 56 | 57 | 58 | 59 | 60 | NULL
205 | RES3 | USACE - Chicago | Apartment Unit Sub-Grade, Structure | 0 | 0 | 4 | 8 | 12 | 15 | 20 | 23 | 28 | 33 | 37 | 43 | 48 | 51 | 53 | 55 | 57 | 59 | 60 | 61 | 62 | 63 | 64 | 65 | 66 | 67 | 68 | 69 | 70 | NULL
206 | RES3 | USACE - Galveston | Apartment, living area on one floor, Structure | 0 | 0 | 0 | 0 | 5 | 18 | 25 | 30 | 34 | 38 | 41 | 43 | 46 | 48 | 50 | 52 | 54 | 55 | 57 | 59 | 59 | 60 | 63 | 65 | 66 | 67 | 68 | 69 | 70 | NULL
207 | RES3 | USACE - Galveston | Condominium, living area on multiple floors, Structure | 0 | 0 | 0 | 0 | 5 | 28 | 29 | 31 | 36 | 37 | 39 | 40 | 41 | 42 | 44 | 46 | 48 | 52 | 55 | 58 | 61 | 64 | 68 | 69 | 70 | 71 | 72 | 73 | 74 | NULL
208 | RES3 | USACE - Wilmington | Apartments, Structure | 10 | 11 | 12 | 14 | 15 | 20 | 21 | 23 | 25 | 29 | 32 | 35 | 38 | 42 | 46 | 51 | 55 | 58 | 61 | 65 | 70 | 74 | 78 | 83 | 87 | 91 | 96 | 100 | 100 | NULL
209 | RES4 | USACE - Galveston | Average Hotel & Motel, structure | 0 | 0 | 0 | 0 | 0 | 3 | 5 | 6 | 7 | 9 | 12 | 14 | 18 | 21 | 26 | 31 | 36 | 41 | 46 | 50 | 54 | 58 | 62 | 66 | 70 | 74 | 78 | 82 | 86 | NULL
210 | RES4 | USACE - Galveston | Hotel, structure | 0 | 0 | 0 | 0 | 0 | 1 | 2 | 2 | 2 | 3 | 5 | 6 | 9 | 11 | 15 | 18 | 22 | 26 | 30 | 34 | 39 | 43 | 48 | 53 | 58 | 63 | 68 | 73 | 78 | NULL
211 | RES4 | USACE - Galveston | Motel Unit, structure | 0 | 0 | 0 | 0 | 0 | 4 | 7 | 10 | 12 | 15 | 18 | 22 | 26 | 31 | 37 | 43 | 50 | 56 | 61 | 65 | 69 | 72 | 76 | 79 | 82 | 85 | 88 | 91 | 94 | NULL
212 | RES4 | USACE - Wilmington | Hotel, structure | 0 | 0 | 0 | 0 | 11 | 21 | 30 | 37 | 42 | 47 | 51 | 56 | 61 | 66 | 70 | 75 | 79 | 84 | 88 | 92 | 96 | 100 | 100 | 100 | 100 | 100 | 100 | 100 | 100 | NULL
213 | RES4 | USACE - Wilmington | Motel, structure | 0 | 0 | 0 | 0 | 10 | 16 | 21 | 28 | 36 | 46 | 54 | 63 | 70 | 73 | 75 | 77 | 79 | 81 | 83 | 85 | 87 | 89 | 91 | 93 | 95 | 97 | 99 | 100 | 100 | NULL
214 | RES5 | USACE - Galveston | Average institutional dormitory, structure | 0 | 0 | 0 | 0 | 0 | 7 | 10 | 14 | 15 | 15 | 16 | 18 | 20 | 23 | 26 | 30 | 34 | 38 | 42 | 47 | 52 | 57 | 62 | 67 | 72 | 77 | 82 | 87 | 92 | RES6 default
215 | RES6 | USACE - Galveston | Nursing Home, structure | 0 | 0 | 0 | 0 | 0 | 7 | 10 | 14 | 15 | 15 | 16 | 18 | 20 | 23 | 26 | 30 | 34 | 38 | 42 | 47 | 52 | 57 | 62 | 67 | 72 | 77 | 82 | 87 | 92 | NULL
216 | RES6 | USACE - Wilmington | Rest Home, structure | 0 | 0 | 0 | 0 | 12 | 21 | 27 | 34 | 41 | 49 | 55 | 62 | 68 | 73 | 78 | 83 | 88 | 93 | 98 | 100 | 100 | 100 | 100 | 100 | 100 | 100 | 100 | 100 | 100 | NULL
217 | COM1 | USACE - Galveston | Average Retail, Structure | 0 | 0 | 0 | 0 | 1 | 9 | 14 | 16 | 18 | 20 | 23 | 26 | 30 | 34 | 38 | 42 | 47 | 51 | 55 | 58 | 61 | 64 | 67 | 69 | 71 | 74 | 76 | 78 | 80 | NULL
218 | COM1 | USACE - Galveston | Antique, structure | 0 | 0 | 0 | 0 | 0 | 17 | 17 | 18 | 19 | 21 | 23 | 25 | 28 | 32 | 35 | 39 | 43 | 47 | 52 | 56 | 61 | 65 | 70 | 75 | 80 | 85 | 90 | 95 | 100 | NULL
219 | COM1 | USACE - Galveston | Auto Dealer Big, structure | 0 | 0 | 0 | 0 | 0 | 17 | 17 | 18 | 19 | 21 | 23 | 25 | 28 | 32 | 35 | 39 | 43 | 49 | 52 | 56 | 61 | 65 | 70 | 75 | 80 | 85 | 90 | 95 | 100 | NULL
220 | COM1 | USACE - Galveston | Bait Stand, structure | 0 | 0 | 0 | 0 | 0 | 1 | 2 | 5 | 8 | 12 | 17 | 22 | 28 | 36 | 43 | 50 | 58 | 66 | 75 | 83 | 92 | 100 | 100 | 100 | 100 | 100 | 100 | 100 | 100 | NULL
221 | COM1 | USACE - Galveston | Bakery, structure | 0 | 0 | 0 | 0 | 12 | 17 | 21 | 25 | 28 | 31 | 34 | 36 | 38 | 41 | 43 | 45 | 47 | 48 | 50 | 52 | 54 | 55 | 57 | 59 | 61 | 63 | 65 | 67 | 69 | NULL
222 | COM1 | USACE - Galveston | Boat Sales/Service, structure | 0 | 0 | 0 | 0 | 14 | 20 | 32 | 33 | 34 | 36 | 38 | 42 | 50 | 56 | 60 | 63 | 67 | 70 | 73 | 76 | 78 | 81 | 84 | 86 | 88 | 90 | 92 | 94 | 96 | NULL
223 | COM1 | USACE - Galveston | Book Store, structure | 0 | 0 | 0 | 0 | 0 | 2 | 3 | 5 | 8 | 10 | 12 | 15 | 17 | 20 | 23 | 27 | 31 | 35 | 40 | 45 | 50 | 55 | 60 | 66 | 71 | 76 | 81 | 86 | 91 | NULL
224 | COM1 | USACE - Galveston | Camera Store, structure | 0 | 0 | 0 | 0 | 0 | 3 | 7 | 7 | 7 | 9 | 11 | 14 | 17 | 20 | 23 | 26 | 30 | 33 | 37 | 40 | 44 | 48 | 52 | 57 | 61 | 65 | 69 | 73 | 77 | NULL
225 | COM1 | USACE - Galveston | Carpet and Paint Shop, structure | 0 | 0 | 0 | 0 | 0 | 0 | 60 | 60 | 60 | 60 | 60 | 60 | 60 | 60 | 60 | 60 | 80 | 80 | 80 | 80 | 80 | 80 | 80 | 80 | 80 | 80 | 80 | 80 | 80 | NULL
226 | COM1 | USACE - Galveston | Clothing-Mens, structure | 0 | 0 | 0 | 0 | 0 | 8 | 10 | 11 | 13 | 15 | 18 | 21 | 24 | 28 | 32 | 37 | 41 | 46 | 51 | 56 | 61 | 66 | 71 | 76 | 81 | 86 | 91 | 96 | 100 | NULL
227 | COM1 | USACE - Galveston | Crafts, structure | 0 | 0 | 0 | 0 | 0 | 20 | 22 | 24 | 26 | 27 | 28 | 29 | 30 | 40 | 50 | 50 | 50 | 50 | 50 | 50 | 50 | 50 | 50 | 50 | 50 | 50 | 50 | 50 | 50 | NULL
228 | COM1 | USACE - Galveston | Drug Store, structure | 0 | 0 | 0 | 0 | 0 | 1 | 5 | 5 | 5 | 7 | 8 | 11 | 14 | 18 | 22 | 27 | 33 | 38 | 45 | 51 | 57 | 63 | 68 | 73 | 78 | 83 | 88 | 93 | 98 | NULL
229 | COM1 | USACE - Galveston | Fabric Store, structure | 0 | 0 | 0 | 0 | 0 | 15 | 20 | 30 | 35 | 40 | 45 | 50 | 60 | 70 | 80 | 85 | 90 | 95 | 100 | 100 | 100 | 100 | 100 | 100 | 100 | 100 | 100 | 100 | 100 | NULL
230 | COM1 | USACE - Galveston | Feed Store, structure | 0 | 0 | 0 | 0 | 0 | 20 | 24 | 28 | 32 | 34 | 36 | 38 | 40 | 42 | 44 | 46 | 48 | 50 | 50 | 50 | 50 | 50 | 50 | 50 | 50 | 50 | 50 | 50 | 50 | NULL
231 | COM1 | USACE - Galveston | Flea Market, structure | 0 | 0 | 0 | 0 | 1 | 2 | 2 | 3 | 4 | 4 | 4 | 4 | 4 | 4 | 4 | 4 | 4 | 4 | 4 | 4 | 4 | 4 | 4 | 4 | 4 | 4 | 4 | 4 | 4 | NULL
232 | COM1 | USACE - Galveston | Florist, structure | 0 | 0 | 0 | 0 | 0 | 7 | 7 | 8 | 9 | 11 | 13 | 16 | 19 | 22 | 26 | 30 | 34 | 38 | 42 | 46 | 51 | 55 | 60 | 64 | 68 | 72 | 76 | 80 | 84 | NULL
233 | COM1 | USACE - Galveston | Fruit Stand, structure | 0 | 0 | 0 | 0 | 0 | 1 | 2 | 5 | 8 | 12 | 17 | 22 | 28 | 36 | 43 | 50 | 58 | 66 | 75 | 83 | 92 | 100 | 100 | 100 | 100 | 100 | 100 | 100 | 100 | NULL
234 | COM1 | USACE - Galveston | Large Furniture, structure | 0 | 0 | 0 | 0 | 0 | 2 | 4 | 4 | 5 | 6 | 7 | 9 | 11 | 14 | 17 | 21 | 25 | 29 | 33 | 37 | 42 | 46 | 51 | 55 | 59 | 63 | 67 | 71 | 75 | NULL
235 | COM1 | USACE - Galveston | Gas/Butane Supply, structure | 0 | 0 | 0 | 0 | 17 | 17 | 17 | 17 | 23 | 32 | 45 | 55 | 61 | 66 | 69 | 73 | 76 | 78 | 80 | 82 | 85 | 86 | 87 | 89 | 91 | 93 | 95 | 97 | 99 | NULL
236 | COM1 | USACE - Galveston | Gift Shop, structure | 0 | 0 | 0 | 0 | 0 | 5 | 8 | 9 | 9 | 9 | 11 | 14 | 18 | 24 | 31 | 40 | 50 | 58 | 64 | 69 | 73 | 77 | 80 | 83 | 86 | 89 | 92 | 95 | 98 | NULL
237 | COM1 | USACE - Galveston | Greenhouse, structure | 0 | 0 | 0 | 0 | 0 | 5 | 11 | 16 | 21 | 26 | 31 | 37 | 42 | 47 | 52 | 56 | 61 | 65 | 70 | 74 | 78 | 81 | 84 | 87 | 90 | 93 | 96 | 99 | 100 | NULL
238 | COM1 | USACE - Galveston | Small Grocery, structure | 0 | 0 | 0 | 0 | 0 | 20 | 22 | 24 | 26 | 28 | 30 | 32 | 34 | 36 | 38 | 39 | 40 | 43 | 47 | 50 | 50 | 50 | 50 | 50 | 50 | 50 | 50 | 50 | 50 | NULL
239 | COM1 | USACE - Galveston | Medium Grocery, structure | 0 | 0 | 0 | 0 | 0 | 3 | 4 | 5 | 6 | 7 | 10 | 14 | 20 | 29 | 37 | 44 | 50 | 55 | 59 | 63 | 67 | 71 | 75 | 78 | 82 | 86 | 90 | 94 | 98 | NULL
240 | COM1 | USACE - Galveston | Gun Shop, structure | 0 | 0 | 0 | 0 | 0 | 10 | 10 | 10 | 11 | 12 | 13 | 14 | 16 | 18 | 20 | 22 | 25 | 29 | 34 | 41 | 50 | 58 | 63 | 68 | 73 | 78 | 83 | 88 | 93 | NULL
241 | COM1 | USACE - Galveston | Hardware, structure | 0 | 0 | 0 | 0 | 0 | 12 | 12 | 12 | 12 | 12 | 12 | 14 | 15 | 18 | 21 | 25 | 30 | 35 | 40 | 46 | 52 | 58 | 64 | 70 | 76 | 82 | 88 | 94 | 100 | NULL
242 | COM1 | USACE - Galveston | Hobby Shop, structure | 0 | 0 | 0 | 0 | 0 | 18 | 20 | 20 | 20 | 20 | 20 | 22 | 27 | 33 | 39 | 44 | 49 | 53 | 58 | 62 | 66 | 69 | 73 | 77 | 81 | 85 | 89 | 93 | 97 | NULL
243 | COM1 | USACE - Galveston | Lawnmower, structure | 0 | 0 | 0 | 0 | 0 | 12 | 13 | 15 | 16 | 17 | 18 | 21 | 25 | 30 | 35 | 42 | 50 | 57 | 63 | 67 | 72 | 75 | 79 | 82 | 85 | 88 | 91 | 94 | 97 | NULL
244 | COM1 | USACE - Galveston | Liquor Store, structure | 0 | 0 | 0 | 0 | 0 | 1 | 1 | 2 | 2 | 3 | 5 | 6 | 8 | 11 | 16 | 22 | 29 | 39 | 50 | 60 | 67 | 72 | 77 | 80 | 83 | 86 | 89 | 92 | 95 | NULL
245 | COM1 | USACE - Galveston | Meat Market, structure | 0 | 0 | 0 | 0 | 0 | 10 | 10 | 10 | 11 | 12 | 14 | 17 | 23 | 31 | 38 | 44 | 50 | 55 | 61 | 66 | 71 | 75 | 79 | 83 | 87 | 91 | 95 | 99 | 100 | NULL
246 | COM1 | USACE - Galveston | Motorcycle Dealer, structure | 0 | 0 | 0 | 0 | 0 | 20 | 25 | 30 | 35 | 40 | 45 | 50 | 60 | 70 | 80 | 80 | 80 | 80 | 80 | 80 | 80 | 80 | 80 | 80 | 80 | 80 | 80 | 80 | 80 | NULL
247 | COM1 | USACE - Galveston | Music Center, structure | 0 | 0 | 0 | 0 | 5 | 10 | 13 | 14 | 15 | 15 | 15 | 16 | 18 | 23 | 27 | 37 | 50 | 59 | 66 | 71 | 75 | 78 | 82 | 84 | 86 | 88 | 90 | 92 | 94 | NULL
248 | COM1 | USACE - Galveston | Nursery, structure | 0 | 0 | 0 | 0 | 2 | 2 | 3 | 6 | 10 | 15 | 22 | 27 | 32 | 37 | 41 | 46 | 50 | 54 | 58 | 62 | 65 | 69 | 73 | 77 | 81 | 85 | 89 | 93 | 97 | NULL
249 | COM1 | USACE - Galveston | Paint Store, structure | 0 | 0 | 0 | 0 | 0 | 0 | 30 | 37 | 43 | 55 | 60 | 67 | 75 | 80 | 83 | 86 | 90 | 90 | 90 | 90 | 90 | 90 | 90 | 90 | 90 | 90 | 90 | 90 | 90 | NULL
250 | COM1 | USACE - Galveston | Pawn Shop, structure | 0 | 0 | 0 | 0 | 0 | 20 | 30 | 33 | 36 | 39 | 42 | 45 | 47 | 50 | 50 | 50 | 60 | 60 | 60 | 60 | 60 | 60 | 60 | 60 | 60 | 60 | 60 | 60 | 60 | NULL
251 | COM1 | USACE - Galveston | Remnant Shop, structure | 0 | 0 | 0 | 0 | 0 | 0 | 15 | 15 | 20 | 25 | 30 | 35 | 40 | 45 | 50 | 55 | 65 | 75 | 80 | 80 | 80 | 80 | 80 | 80 | 80 | 80 | 80 | 80 | 80 | NULL
252 | COM1 | USACE - Galveston | Service Station, structure | 0 | 0 | 0 | 0 | 0 | 0 | 1 | 3 | 5 | 7 | 10 | 13 | 16 | 19 | 23 | 27 | 33 | 38 | 49 | 60 | 69 | 76 | 82 | 86 | 90 | 94 | 98 | 100 | 100 | NULL
253 | COM1 | USACE - Galveston | Shoe Repair, structure | 0 | 0 | 0 | 0 | 0 | 3 | 6 | 9 | 12 | 15 | 18 | 21 | 24 | 27 | 30 | 33 | 36 | 39 | 40 | 45 | 50 | 50 | 50 | 50 | 50 | 50 | 50 | 50 | 50 | NULL
254 | COM1 | USACE - Galveston | Toy Store, structure | 0 | 0 | 0 | 0 | 0 | 8 | 9 | 10 | 12 | 15 | 17 | 18 | 18 | 19 | 20 | 23 | 26 | 29 | 33 | 38 | 43 | 49 | 55 | 61 | 67 | 73 | 79 | 85 | 91 | NULL
255 | COM1 | USACE - Galveston | Tractor Sales, structure | 0 | 0 | 0 | 0 | 0 | 9 | 13 | 18 | 21 | 22 | 23 | 24 | 25 | 25 | 25 | 26 | 27 | 28 | 29 | 29 | 30 | 31 | 31 | 32 | 33 | 34 | 35 | 36 | 37 | NULL
256 | COM1 | USACE - Galveston | Trophy Shop, structure | 0 | 0 | 0 | 0 | 0 | 8 | 9 | 10 | 12 | 15 | 17 | 18 | 18 | 19 | 20 | 23 | 29 | 33 | 38 | 43 | 49 | 55 | 61 | 67 | 73 | 79 | 85 | 91 | 97 | NULL
257 | COM1 | USACE - Galveston | Upholstery Shop, structure | 0 | 0 | 0 | 0 | 0 | 10 | 10 | 10 | 11 | 12 | 13 | 14 | 15 | 20 | 30 | 30 | 30 | 30 | 30 | 30 | 30 | 30 | 30 | 30 | 30 | 30 | 30 | 30 | 30 | NULL
258 | COM1 | USACE - Galveston | Used Appliances/Cloth, structure | 0 | 0 | 0 | 0 | 0 | 10 | 12 | 14 | 16 | 18 | 20 | 23 | 26 | 30 | 40 | 45 | 55 | 55 | 55 | 55 | 55 | 55 | 55 | 55 | 55 | 55 | 55 | 55 | 55 | NULL
259 | COM1 | USACE - Galveston | Used Furniture, structure | 0 | 0 | 0 | 0 | 0 | 0 | 20 | 24 | 28 | 32 | 36 | 40 | 44 | 48 | 50 | 50 | 55 | 55 | 60 | 60 | 60 | 60 | 60 | 60 | 60 | 60 | 60 | 60 | 60 | NULL
260 | COM1 | USACE - Galveston | Vacuum Cleaner Sales, structure | 0 | 0 | 0 | 0 | 0 | 10 | 15 | 20 | 25 | 30 | 33 | 36 | 40 | 50 | 55 | 60 | 60 | 60 | 60 | 60 | 60 | 60 | 60 | 60 | 60 | 60 | 60 | 60 | 60 | NULL
261 | COM1 | USACE - Galveston | Video Games, structure | 0 | 0 | 0 | 0 | 0 | 0 | 0 | 2 | 5 | 10 | 10 | 15 | 15 | 20 | 20 | 25 | 25 | 35 | 35 | 45 | 45 | 45 | 45 | 45 | 45 | 45 | 45 | 45 | 45 | NULL
262 | COM1 | USACE - Wilmington | Appliances, structure | 0 | 0 | 0 | 0 | 5 | 14 | 23 | 32 | 38 | 44 | 51 | 56 | 60 | 63 | 66 | 68 | 71 | 73 | 75 | 77 | 79 | 81 | 83 | 85 | 87 | 89 | 91 | 93 | 95 | NULL
263 | COM1 | USACE - Wilmington | Auto Dealership, structure | 0 | 0 | 0 | 0 | 4 | 6 | 9 | 14 | 20 | 29 | 43 | 58 | 68 | 73 | 78 | 82 | 87 | 91 | 94 | 97 | 100 | 100 | 100 | 100 | 100 | 100 | 100 | 100 | 100 | NULL
264 | COM1 | USACE - Wilmington | Bait Stand, structure | 0 | 0 | 0 | 0 | 6 | 10 | 12 | 16 | 23 | 37 | 54 | 74 | 83 | 87 | 90 | 92 | 93 | 93 | 94 | 95 | 96 | 97 | 98 | 99 | 100 | 100 | 100 | 100 | 100 | NULL
265 | COM1 | USACE - Wilmington | Book Store, structure | 0 | 0 | 0 | 0 | 9 | 17 | 24 | 29 | 36 | 48 | 61 | 75 | 84 | 86 | 87 | 89 | 91 | 92 | 92 | 93 | 94 | 95 | 96 | 97 | 98 | 99 | 100 | 100 | 100 | NULL
266 | COM1 | USACE - Wilmington | Clothing, structure | 0 | 0 | 0 | 0 | 5 | 19 | 43 | 60 | 66 | 72 | 77 | 83 | 87 | 90 | 91 | 93 | 94 | 95 | 96 | 97 | 98 | 99 | 100 | 100 | 100 | 100 | 100 | 100 | 100 | NULL
267 | COM1 | USACE - Wilmington | Department Store, structure | 0 | 0 | 0 | 0 | 15 | 20 | 29 | 37 | 44 | 50 | 55 | 62 | 67 | 71 | 75 | 79 | 84 | 88 | 97 | 100 | 100 | 100 | 100 | 100 | 100 | 100 | 100 | 100 | 100 | NULL
268 | COM1 | USACE - Wilmington | Drug, Super, structure | 0 | 0 | 0 | 0 | 5 | 18 | 36 | 50 | 57 | 64 | 70 | 78 | 83 | 85 | 86 | 86 | 88 | 89 | 90 | 91 | 92 | 93 | 94 | 95 | 96 | 97 | 98 | 99 | 100 | NULL
269 | COM1 | USACE - Wilmington | Furniture, structure | 0 | 0 | 0 | 0 | 15 | 25 | 34 | 40 | 44 | 47 | 50 | 52 | 55 | 59 | 62 | 65 | 68 | 71 | 74 | 77 | 80 | 83 | 86 | 89 | 92 | 95 | 98 | 100 | 100 | NULL
270 | COM1 | USACE - Wilmington | Hardware, structure | 0 | 0 | 0 | 0 | 4 | 10 | 19 | 25 | 29 | 33 | 37 | 42 | 47 | 51 | 55 | 59 | 64 | 68 | 72 | 76 | 80 | 84 | 88 | 92 | 96 | 100 | 100 | 100 | 100 | NULL
271 | COM1 | USACE - Wilmington | Liquor, structure | 0 | 0 | 0 | 0 | 8 | 13 | 17 | 21 | 25 | 29 | 35 | 40 | 46 | 51 | 56 | 60 | 65 | 70 | 74 | 78 | 82 | 86 | 90 | 94 | 98 | 100 | 100 | 100 | 100 | NULL
272 | COM1 | USACE - Wilmington | Drive thru market, structure | 0 | 0 | 0 | 0 | 2 | 14 | 26 | 38 | 50 | 60 | 71 | 83 | 91 | 95 | 97 | 98 | 98 | 99 | 100 | 100 | 100 | 100 | 100 | 100 | 100 | 100 | 100 | 100 | 100 | NULL
273 | COM1 | USACE - Wilmington | Supermarket, structure | 0 | 0 | 0 | 0 | 6 | 19 | 35 | 48 | 56 | 64 | 72 | 80 | 86 | 90 | 90 | 91 | 92 | 93 | 94 | 95 | 96 | 97 | 98 | 99 | 100 | 100 | 100 | 100 | 100 | NULL
274 | COM1 | USACE - Wilmington | Service Station, structure | 0 | 0 | 0 | 0 | 7 | 13 | 21 | 28 | 33 | 37 | 42 | 47 | 52 | 57 | 61 | 66 | 71 | 75 | 80 | 84 | 88 | 92 | 96 | 100 | 100 | 100 | 100 | 100 | 100 | NULL
275 | COM1 | USACE - Wilmington | Variety Store, structure | 0 | 0 | 0 | 0 | 5 | 11 | 18 | 24 | 30 | 35 | 39 | 43 | 48 | 53 | 57 | 57 | 66 | 70 | 75 | 79 | 83 | 87 | 91 | 95 | 99 | 100 | 100 | 100 | 100 | NULL
276 | COM1 | USACE - New Orleans | Bakery, structure, salt water, long duration | 0 | 0 | 0 | 0 | 0 | 100 | 100 | 100 | 100 | 100 | 100 | 100 | 100 | 100 | 100 | 100 | 100 | 100 | 100 | 100 | 100 | 100 | 100 | 100 | 100 | 100 | 100 | 100 | 100 | NULL
277 | COM1 | USACE - New Orleans | Bakery, structure, salt water, short duration | 0 | 0 | 0 | 0 | 0 | 30 | 87 | 95 | 99 | 100 | 100 | 100 | 100 | 100 | 100 | 100 | 100 | 100 | 100 | 100 | 100 | 100 | 100 | 100 | 100 | 100 | 100 | 100 | 100 | NULL
278 | COM1 | USACE - New Orleans | Bakery, structure, fresh water, long duration | 0 | 0 | 0 | 0 | 0 | 92 | 92 | 94 | 95 | 95 | 96 | 96 | 96 | 96 | 96 | 96 | 96 | 96 | 96 | 96 | 96 | 96 | 96 | 96 | 96 | 96 | 96 | 96 | 96 | NULL
279 | COM1 | USACE - New Orleans | Bakery, structure, fresh water, short duration | 0 | 0 | 0 | 0 | 0 | 27 | 79 | 87 | 90 | 96 | 96 | 96 | 96 | 96 | 96 | 96 | 96 | 96 | 96 | 96 | 96 | 96 | 96 | 96 | 96 | 96 | 96 | 96 | 96 | NULL
280 | COM1 | USACE - New Orleans | Bakery, structure, composite water & duration | 0 | 0 | 0 | 0 | 0 | 39 | 54 | 66 | 79 | 92 | 97 | 98 | 100 | 100 | 100 | 100 | 100 | 100 | 100 | 100 | 100 | 100 | 100 | 100 | 100 | 100 | 100 | 100 | 100 | NULL
281 | COM1 | USACE - New Orleans | Candy Store, structure, salt water, long duration | 0 | 0 | 0 | 0 | 0 | 100 | 100 | 100 | 100 | 100 | 100 | 100 | 100 | 100 | 100 | 100 | 100 | 100 | 100 | 100 | 100 | 100 | 100 | 100 | 100 | 100 | 100 | 100 | 100 | NULL
282 | COM1 | USACE - New Orleans | Candy Store, structure, salt water, short duration | 0 | 0 | 0 | 0 | 0 | 30 | 87 | 95 | 99 | 100 | 100 | 100 | 100 | 100 | 100 | 100 | 100 | 100 | 100 | 100 | 100 | 100 | 100 | 100 | 100 | 100 | 100 | 100 | 100 | NULL
283 | COM1 | USACE - New Orleans | Candy Store, structure, fresh water, long duration | 0 | 0 | 0 | 0 | 0 | 92 | 92 | 94 | 95 | 95 | 96 | 96 | 96 | 96 | 96 | 96 | 96 | 96 | 96 | 96 | 96 | 96 | 96 | 96 | 96 | 96 | 96 | 96 | 96 | NULL
284 | COM1 | USACE - New Orleans | Candy Store, structure, fresh water, short duration | 0 | 0 | 0 | 0 | 0 | 27 | 79 | 87 | 90 | 96 | 96 | 96 | 96 | 96 | 96 | 96 | 96 | 96 | 96 | 96 | 96 | 96 | 96 | 96 | 96 | 96 | 96 | 96 | 96 | NULL
285 | COM1 | USACE - New Orleans | Candy Store, structure, composite water & duration | 0 | 0 | 0 | 0 | 0 | 39 | 54 | 66 | 79 | 92 | 97 | 98 | 100 | 100 | 100 | 100 | 100 | 100 | 100 | 100 | 100 | 100 | 100 | 100 | 100 | 100 | 100 | 100 | 100 | NULL
286 | COM1 | USACE - New Orleans | Clothing Store, structure, salt water, long duration | 0 | 0 | 0 | 0 | 0 | 61 | 75 | 85 | 95 | 100 | 100 | 100 | 100 | 100 | 100 | 100 | 100 | 100 | 100 | 100 | 100 | 100 | 100 | 100 | 100 | 100 | 100 | 100 | 100 | NULL
287 | COM1 | USACE - New Orleans | Clothing Store, structure, salt water, short duration | 0 | 0 | 0 | 0 | 0 | 25 | 61 | 75 | 85 | 95 | 100 | 100 | 100 | 100 | 100 | 100 | 100 | 100 | 100 | 100 | 100 | 100 | 100 | 100 | 100 | 100 | 100 | 100 | 100 | NULL
288 | COM1 | USACE - New Orleans | Clothing Store, structure, fresh water, long duration | 0 | 0 | 0 | 0 | 0 | 55 | 69 | 77 | 86 | 94 | 94 | 94 | 94 | 97 | 97 | 97 | 97 | 97 | 97 | 97 | 97 | 97 | 97 | 97 | 97 | 97 | 97 | 97 | 97 | NULL
289 | COM1 | USACE - New Orleans | Clothing Store, structure, fresh water, short duration | 0 | 0 | 0 | 0 | 0 | 23 | 55 | 69 | 77 | 86 | 94 | 94 | 94 | 94 | 97 | 97 | 97 | 97 | 97 | 97 | 97 | 97 | 97 | 97 | 97 | 97 | 97 | 97 | 97 | NULL
290 | COM1 | USACE - New Orleans | Clothing Store, structure, composite water & duration | 0 | 0 | 0 | 0 | 0 | 30 | 55 | 65 | 77 | 88 | 96 | 96 | 97 | 97 | 97 | 97 | 97 | 100 | 100 | 100 | 100 | 100 | 100 | 100 | 100 | 100 | 100 | 100 | 100 | NULL
291 | COM1 | USACE - New Orleans | Convenience Store, structure, salt water, long duration | 0 | 0 | 0 | 0 | 0 | 100 | 100 | 100 | 100 | 100 | 100 | 100 | 100 | 100 | 100 | 100 | 100 | 100 | 100 | 100 | 100 | 100 | 100 | 100 | 100 | 100 | 100 | 100 | 100 | NULL
292 | COM1 | USACE - New Orleans | Convenience Store, structure, salt water, short duration | 0 | 0 | 0 | 0 | 0 | 30 | 87 | 95 | 99 | 100 | 100 | 100 | 100 | 100 | 100 | 100 | 100 | 100 | 100 | 100 | 100 | 100 | 100 | 100 | 100 | 100 | 100 | 100 | 100 | NULL
293 | COM1 | USACE - New Orleans | Convenience Store, structure, fresh water, long duration | 0 | 0 | 0 | 0 | 0 | 92 | 92 | 94 | 95 | 95 | 96 | 96 | 96 | 96 | 96 | 96 | 96 | 96 | 96 | 96 | 96 | 96 | 96 | 96 | 96 | 96 | 96 | 96 | 96 | NULL
294 | COM1 | USACE - New Orleans | Convenience Store, structure, fresh water, short duration | 0 | 0 | 0 | 0 | 0 | 27 | 79 | 87 | 90 | 96 | 96 | 96 | 96 | 96 | 96 | 96 | 96 | 96 | 96 | 96 | 96 | 96 | 96 | 96 | 96 | 96 | 96 | 96 | 96 | NULL
295 | COM1 | USACE - New Orleans | Convenience Store, structure, composite water & duration | 0 | 0 | 0 | 0 | 0 | 39 | 54 | 66 | 79 | 92 | 97 | 98 | 100 | 100 | 100 | 100 | 100 | 100 | 100 | 100 | 100 | 100 | 100 | 100 | 100 | 100 | 100 | 100 | 100 | NULL
296 | COM1 | USACE - New Orleans | Department Store, structure, salt water, long duration | 0 | 0 | 0 | 0 | 0 | 61 | 75 | 85 | 95 | 100 | 100 | 100 | 100 | 100 | 100 | 100 | 100 | 100 | 100 | 100 | 100 | 100 | 100 | 100 | 100 | 100 | 100 | 100 | 100 | NULL
297 | COM1 | USACE - New Orleans | Department Store, structure, salt water, short duration | 0 | 0 | 0 | 0 | 0 | 25 | 61 | 75 | 85 | 95 | 100 | 100 | 100 | 100 | 100 | 100 | 100 | 100 | 100 | 100 | 100 | 100 | 100 | 100 | 100 | 100 | 100 | 100 | 100 | NULL
298 | COM1 | USACE - New Orleans | Department Store, structure, fresh water, long duration | 0 | 0 | 0 | 0 | 0 | 55 | 69 | 77 | 86 | 94 | 94 | 94 | 94 | 97 | 97 | 97 | 97 | 97 | 97 | 97 | 97 | 97 | 97 | 97 | 97 | 97 | 97 | 97 | 97 | NULL
299 | COM1 | USACE - New Orleans | Department Store, structure, fresh water, short duration | 0 | 0 | 0 | 0 | 0 | 23 | 55 | 69 | 77 | 86 | 94 | 94 | 94 | 94 | 97 | 97 | 97 | 97 | 97 | 97 | 97 | 97 | 97 | 97 | 97 | 97 | 97 | 97 | 97 | NULL
300 | COM1 | USACE - New Orleans | Department Store, structure, composite water & duration | 0 | 0 | 0 | 0 | 0 | 30 | 55 | 65 | 77 | 88 | 96 | 96 | 97 | 97 | 97 | 97 | 97 | 100 | 100 | 100 | 100 | 100 | 100 | 100 | 100 | 100 | 100 | 100 | 100 | NULL
301 | COM1 | USACE - New Orleans | Furniture Store, structure, salt water, long duration | 0 | 0 | 0 | 0 | 0 | 61 | 75 | 85 | 95 | 100 | 100 | 100 | 100 | 100 | 100 | 100 | 100 | 100 | 100 | 100 | 100 | 100 | 100 | 100 | 100 | 100 | 100 | 100 | 100 | NULL
302 | COM1 | USACE - New Orleans | Furniture Store, structure, salt water, short duration | 0 | 0 | 0 | 0 | 0 | 25 | 61 | 75 | 85 | 95 | 100 | 100 | 100 | 100 | 100 | 100 | 100 | 100 | 100 | 100 | 100 | 100 | 100 | 100 | 100 | 100 | 100 | 100 | 100 | NULL
303 | COM1 | USACE - New Orleans | Furniture Store, structure, fresh water, long duration | 0 | 0 | 0 | 0 | 0 | 55 | 69 | 77 | 86 | 94 | 94 | 94 | 94 | 97 | 97 | 97 | 97 | 97 | 97 | 97 | 97 | 97 | 97 | 97 | 97 | 97 | 97 | 97 | 97 | NULL
304 | COM1 | USACE - New Orleans | Furniture Store, structure, fresh water, short duration | 0 | 0 | 0 | 0 | 0 | 23 | 55 | 69 | 77 | 86 | 94 | 94 | 94 | 94 | 97 | 97 | 97 | 97 | 97 | 97 | 97 | 97 | 97 | 97 | 97 | 97 | 97 | 97 | 97 | NULL
305 | COM1 | USACE - New Orleans | Furniture Store, structure, composite water & duration | 0 | 0 | 0 | 0 | 0 | 30 | 55 | 65 | 77 | 88 | 96 | 96 | 97 | 97 | 97 | 97 | 97 | 100 | 100 | 100 | 100 | 100 | 100 | 100 | 100 | 100 | 100 | 100 | 100 | NULL
306 | COM1 | USACE - New Orleans | Gas Station, structure, salt water, long duration | 0 | 0 | 0 | 0 | 0 | 100 | 100 | 100 | 100 | 100 | 100 | 100 | 100 | 100 | 100 | 100 | 100 | 100 | 100 | 100 | 100 | 100 | 100 | 100 | 100 | 100 | 100 | 100 | 100 | NULL
307 | COM1 | USACE - New Orleans | Gas Station, structure, salt water, short duration | 0 | 0 | 0 | 0 | 0 | 30 | 87 | 95 | 99 | 100 | 100 | 100 | 100 | 100 | 100 | 100 | 100 | 100 | 100 | 100 | 100 | 100 | 100 | 100 | 100 | 100 | 100 | 100 | 100 | NULL
308 | COM1 | USACE - New Orleans | Gas Station, structure, fresh water, long duration | 0 | 0 | 0 | 0 | 0 | 92 | 92 | 94 | 95 | 95 | 96 | 96 | 96 | 96 | 96 | 96 | 96 | 96 | 96 | 96 | 96 | 96 | 96 | 96 | 96 | 96 | 96 | 96 | 96 | NULL
309 | COM1 | USACE - New Orleans | Gas Station, structure, fresh water, short duration | 0 | 0 | 0 | 0 | 0 | 27 | 79 | 87 | 90 | 96 | 96 | 96 | 96 | 96 | 96 | 96 | 96 | 96 | 96 | 96 | 96 | 96 | 96 | 96 | 96 | 96 | 96 | 96 | 96 | NULL
310 | COM1 | USACE - New Orleans | Gas Station, structure, composite water & duration | 0 | 0 | 0 | 0 | 0 | 39 | 54 | 66 | 79 | 92 | 97 | 98 | 100 | 100 | 100 | 100 | 100 | 100 | 100 | 100 | 100 | 100 | 100 | 100 | 100 | 100 | 100 | 100 | 100 | NULL
311 | COM1 | USACE - New Orleans | Large Grocery, structure, salt water, long duration | 0 | 0 | 0 | 0 | 0 | 100 | 100 | 100 | 100 | 100 | 100 | 100 | 100 | 100 | 100 | 100 | 100 | 100 | 100 | 100 | 100 | 100 | 100 | 100 | 100 | 100 | 100 | 100 | 100 | NULL
312 | COM1 | USACE - New Orleans | Large Grocery, structure, salt water, short duration | 0 | 0 | 0 | 0 | 0 | 30 | 87 | 95 | 99 | 100 | 100 | 100 | 100 | 100 | 100 | 100 | 100 | 100 | 100 | 100 | 100 | 100 | 100 | 100 | 100 | 100 | 100 | 100 | 100 | NULL
313 | COM1 | USACE - New Orleans | Large Grocery, structure, fresh water, long duration | 0 | 0 | 0 | 0 | 0 | 92 | 92 | 94 | 95 | 95 | 96 | 96 | 96 | 96 | 96 | 96 | 96 | 96 | 96 | 96 | 96 | 96 | 96 | 96 | 96 | 96 | 96 | 96 | 96 | NULL
314 | COM1 | USACE - New Orleans | Large Grocery, structure, fresh water, short duration | 0 | 0 | 0 | 0 | 0 | 27 | 79 | 87 | 90 | 96 | 96 | 96 | 96 | 96 | 96 | 96 | 96 | 96 | 96 | 96 | 96 | 96 | 96 | 96 | 96 | 96 | 96 | 96 | 96 | NULL
315 | COM1 | USACE - New Orleans | Large Grocery, structure, composite water & duration | 0 | 0 | 0 | 0 | 0 | 39 | 54 | 66 | 79 | 92 | 97 | 98 | 100 | 100 | 100 | 100 | 100 | 100 | 100 | 100 | 100 | 100 | 100 | 100 | 100 | 100 | 100 | 100 | 100 | NULL
316 | COM1 | USACE - New Orleans | Neigborhood Grocery, structure, salt water, long duration | 0 | 0 | 0 | 0 | 0 | 100 | 100 | 100 | 100 | 100 | 100 | 100 | 100 | 100 | 100 | 100 | 100 | 100 | 100 | 100 | 100 | 100 | 100 | 100 | 100 | 100 | 100 | 100 | 100 | NULL
317 | COM1 | USACE - New Orleans | Neigborhood Grocery, structure, salt water, short duration | 0 | 0 | 0 | 0 | 0 | 30 | 87 | 95 | 99 | 100 | 100 | 100 | 100 | 100 | 100 | 100 | 100 | 100 | 100 | 100 | 100 | 100 | 100 | 100 | 100 | 100 | 100 | 100 | 100 | NULL
318 | COM1 | USACE - New Orleans | Neigborhood Grocery, structure, fresh water, long duration | 0 | 0 | 0 | 0 | 0 | 92 | 92 | 94 | 95 | 95 | 96 | 96 | 96 | 96 | 96 | 96 | 96 | 96 | 96 | 96 | 96 | 96 | 96 | 96 | 96 | 96 | 96 | 96 | 96 | NULL
319 | COM1 | USACE - New Orleans | Neigborhood Grocery, structure, fresh water, short duration | 0 | 0 | 0 | 0 | 0 | 27 | 79 | 87 | 90 | 96 | 96 | 96 | 96 | 96 | 96 | 96 | 96 | 96 | 96 | 96 | 96 | 96 | 96 | 96 | 96 | 96 | 96 | 96 | 96 | NULL
320 | COM1 | USACE - New Orleans | Neigborhood Grocery, structure, composite water & duration | 0 | 0 | 0 | 0 | 0 | 39 | 54 | 66 | 79 | 92 | 97 | 98 | 100 | 100 | 100 | 100 | 100 | 100 | 100 | 100 | 100 | 100 | 100 | 100 | 100 | 100 | 100 | 100 | 100 | NULL
321 | COM1 | USACE - New Orleans | Home Repair Store, structure, salt water, long duration | 0 | 0 | 0 | 0 | 0 | 34 | 69 | 71 | 72 | 81 | 84 | 84 | 84 | 84 | 84 | 84 | 84 | 84 | 84 | 84 | 84 | 84 | 84 | 84 | 84 | 84 | 84 | 84 | 84 | NULL
322 | COM1 | USACE - New Orleans | Home Repair Store, structure, salt water, short duration | 0 | 0 | 0 | 0 | 0 | 21 | 33 | 66 | 67 | 69 | 77 | 80 | 80 | 80 | 80 | 80 | 80 | 80 | 80 | 80 | 80 | 80 | 80 | 80 | 80 | 80 | 80 | 80 | 80 | NULL
323 | COM1 | USACE - New Orleans | Home Repair Store, structure, fresh water, long duration | 0 | 0 | 0 | 0 | 0 | 31 | 63 | 64 | 66 | 73 | 76 | 76 | 76 | 76 | 76 | 76 | 76 | 76 | 76 | 76 | 76 | 76 | 76 | 76 | 76 | 76 | 76 | 76 | 76 | NULL
324 | COM1 | USACE - New Orleans | Home Repair Store, structure, fresh water, short duration | 0 | 0 | 0 | 0 | 0 | 20 | 31 | 63 | 64 | 66 | 73 | 76 | 76 | 76 | 76 | 76 | 76 | 76 | 76 | 76 | 76 | 76 | 76 | 76 | 76 | 76 | 76 | 76 | 76 | NULL
325 | COM1 | USACE - New Orleans | Home Repair Store, structure, composite water & duration | 0 | 0 | 0 | 0 | 0 | 30 | 41 | 52 | 65 | 75 | 91 | 93 | 93 | 93 | 99 | 100 | 100 | 100 | 100 | 100 | 100 | 100 | 100 | 100 | 100 | 100 | 100 | 100 | 100 | NULL
326 | COM1 | USACE - New Orleans | Liquor Store, structure, salt water, long duration | 0 | 0 | 0 | 0 | 0 | 100 | 100 | 100 | 100 | 100 | 100 | 100 | 100 | 100 | 100 | 100 | 100 | 100 | 100 | 100 | 100 | 100 | 100 | 100 | 100 | 100 | 100 | 100 | 100 | NULL
327 | COM1 | USACE - New Orleans | Liquor Store, structure, salt water, short duration | 0 | 0 | 0 | 0 | 0 | 30 | 87 | 95 | 99 | 100 | 100 | 100 | 100 | 100 | 100 | 100 | 100 | 100 | 100 | 100 | 100 | 100 | 100 | 100 | 100 | 100 | 100 | 100 | 100 | NULL
328 | COM1 | USACE - New Orleans | Liquor Store, structure, fresh water, long duration | 0 | 0 | 0 | 0 | 0 | 92 | 92 | 94 | 95 | 95 | 96 | 96 | 96 | 96 | 96 | 96 | 96 | 96 | 96 | 96 | 96 | 96 | 96 | 96 | 96 | 96 | 96 | 96 | 96 | NULL
329 | COM1 | USACE - New Orleans | Liquor Store, structure, fresh water, short duration | 0 | 0 | 0 | 0 | 0 | 27 | 79 | 87 | 90 | 96 | 96 | 96 | 96 | 96 | 96 | 96 | 96 | 96 | 96 | 96 | 96 | 96 | 96 | 96 | 96 | 96 | 96 | 96 | 96 | NULL
330 | COM1 | USACE - New Orleans | Liquor Store, structure, composite water & duration | 0 | 0 | 0 | 0 | 0 | 39 | 54 | 66 | 79 | 92 | 97 | 98 | 100 | 100 | 100 | 100 | 100 | 100 | 100 | 100 | 100 | 100 | 100 | 100 | 100 | 100 | 100 | 100 | 100 | NULL
331 | COM1 | USACE - New Orleans | Shoe Store, structure, salt water, long duration | 0 | 0 | 0 | 0 | 0 | 61 | 75 | 85 | 95 | 100 | 100 | 100 | 100 | 100 | 100 | 100 | 100 | 100 | 100 | 100 | 100 | 100 | 100 | 100 | 100 | 100 | 100 | 100 | 100 | NULL
332 | COM1 | USACE - New Orleans | Shoe Store, structure, salt water, short duration | 0 | 0 | 0 | 0 | 0 | 25 | 61 | 75 | 85 | 95 | 100 | 100 | 100 | 100 | 100 | 100 | 100 | 100 | 100 | 100 | 100 | 100 | 100 | 100 | 100 | 100 | 100 | 100 | 100 | NULL
333 | COM1 | USACE - New Orleans | Shoe Store, structure, fresh water, long duration | 0 | 0 | 0 | 0 | 0 | 55 | 69 | 77 | 86 | 94 | 94 | 94 | 94 | 97 | 97 | 97 | 97 | 97 | 97 | 97 | 97 | 97 | 97 | 97 | 97 | 97 | 97 | 97 | 97 | NULL
334 | COM1 | USACE - New Orleans | Shoe Store, structure, fresh water, short duration | 0 | 0 | 0 | 0 | 0 | 23 | 55 | 69 | 77 | 86 | 94 | 94 | 94 | 94 | 97 | 97 | 97 | 97 | 97 | 97 | 97 | 97 | 97 | 97 | 97 | 97 | 97 | 97 | 97 | NULL
335 | COM1 | USACE - New Orleans | Shoe Store, structure, composite water & duration | 0 | 0 | 0 | 0 | 0 | 30 | 55 | 65 | 77 | 88 | 96 | 96 | 97 | 97 | 97 | 97 | 97 | 100 | 100 | 100 | 100 | 100 | 100 | 100 | 100 | 100 | 100 | 100 | 100 | NULL
336 | COM1 | USACE - New Orleans | Wine Store, structure, salt water, long duration | 0 | 0 | 0 | 0 | 0 | 100 | 100 | 100 | 100 | 100 | 100 | 100 | 100 | 100 | 100 | 100 | 100 | 100 | 100 | 100 | 100 | 100 | 100 | 100 | 100 | 100 | 100 | 100 | 100 | NULL
337 | COM1 | USACE - New Orleans | Wine Store, structure, salt water, short duration | 0 | 0 | 0 | 0 | 0 | 30 | 87 | 95 | 99 | 100 | 100 | 100 | 100 | 100 | 100 | 100 | 100 | 100 | 100 | 100 | 100 | 100 | 100 | 100 | 100 | 100 | 100 | 100 | 100 | NULL
338 | COM1 | USACE - New Orleans | Wine Store, structure, fresh water, long duration | 0 | 0 | 0 | 0 | 0 | 92 | 92 | 94 | 95 | 95 | 96 | 96 | 96 | 96 | 96 | 96 | 96 | 96 | 96 | 96 | 96 | 96 | 96 | 96 | 96 | 96 | 96 | 96 | 96 | NULL
339 | COM1 | USACE - New Orleans | Wine Store, structure, fresh water, short duration | 0 | 0 | 0 | 0 | 0 | 27 | 79 | 87 | 90 | 96 | 96 | 96 | 96 | 96 | 96 | 96 | 96 | 96 | 96 | 96 | 96 | 96 | 96 | 96 | 96 | 96 | 96 | 96 | 96 | NULL
340 | COM1 | USACE - New Orleans | Wine Store, structure, composite water & duration | 0 | 0 | 0 | 0 | 0 | 39 | 54 | 66 | 79 | 92 | 97 | 98 | 100 | 100 | 100 | 100 | 100 | 100 | 100 | 100 | 100 | 100 | 100 | 100 | 100 | 100 | 100 | 100 | 100 | NULL
341 | COM2 | USACE - Galveston | Average wholesale, Structure | 0 | 0 | 0 | 0 | 0 | 5 | 8 | 11 | 13 | 16 | 19 | 22 | 25 | 29 | 32 | 37 | 41 | 45 | 49 | 52 | 55 | 58 | 61 | 63 | 66 | 68 | 70 | 71 | 73 | NULL
342 | COM2 | USACE - Galveston | Auto Parts, structure | 0 | 0 | 0 | 0 | 0 | 5 | 5 | 5 | 5 | 7 | 10 | 14 | 19 | 25 | 32 | 40 | 50 | 57 | 63 | 68 | 72 | 76 | 79 | 82 | 85 | 88 | 91 | 94 | 97 | NULL
343 | COM2 | USACE - Galveston | Auto Parts/Mufflers, structure | 0 | 0 | 0 | 0 | 0 | 3 | 3 | 3 | 4 | 5 | 8 | 12 | 17 | 23 | 31 | 40 | 48 | 56 | 64 | 70 | 76 | 80 | 84 | 88 | 92 | 96 | 100 | 100 | 100 | NULL
344 | COM2 | USACE - Galveston | Heavy Equipment Storage, structure | 0 | 0 | 0 | 0 | 0 | 0 | 3 | 5 | 6 | 7 | 8 | 10 | 13 | 17 | 21 | 25 | 30 | 40 | 50 | 60 | 70 | 80 | 80 | 80 | 80 | 80 | 80 | 80 | 80 | NULL
345 | COM2 | USACE - Galveston | Food Warehouse, structure | 0 | 0 | 0 | 0 | 0 | 0 | 10 | 11 | 12 | 13 | 13 | 14 | 14 | 15 | 15 | 17 | 18 | 19 | 20 | 22 | 24 | 25 | 27 | 28 | 29 | 30 | 31 | 32 | 33 | NULL
346 | COM2 | USACE - Galveston | Jewelry, structure | 0 | 0 | 0 | 0 | 0 | 1 | 2 | 2 | 2 | 3 | 4 | 6 | 8 | 9 | 12 | 15 | 20 | 25 | 32 | 40 | 50 | 58 | 64 | 69 | 74 | 79 | 84 | 89 | 94 | NULL
347 | COM2 | USACE - Galveston | Lumber Yard, structure | 0 | 0 | 0 | 0 | 0 | 1 | 1 | 1 | 1 | 1 | 4 | 4 | 5 | 5 | 7 | 9 | 13 | 17 | 21 | 27 | 33 | 39 | 46 | 54 | 62 | 70 | 78 | 86 | 94 | NULL
348 | COM2 | USACE - Galveston | Medical Supplies, structure | 0 | 0 | 0 | 0 | 0 | 15 | 23 | 27 | 30 | 32 | 33 | 34 | 35 | 35 | 35 | 41 | 43 | 45 | 47 | 49 | 51 | 53 | 55 | 57 | 59 | 61 | 63 | 65 | 67 | NULL
349 | COM2 | USACE - Galveston | Municipal Storage Warehouse, structure | 0 | 0 | 0 | 0 | 0 | 1 | 5 | 10 | 10 | 10 | 10 | 20 | 30 | 50 | 50 | 50 | 50 | 55 | 55 | 55 | 55 | 55 | 55 | 55 | 55 | 55 | 55 | 55 | 55 | NULL
350 | COM2 | USACE - Galveston | Paper Products Warehouse, structure | 0 | 0 | 0 | 0 | 0 | 18 | 25 | 25 | 25 | 25 | 25 | 25 | 25 | 25 | 25 | 26 | 27 | 27 | 28 | 28 | 28 | 29 | 29 | 29 | 29 | 29 | 29 | 29 | 29 | NULL
351 | COM2 | USACE - Galveston | Private Storage, structure | 0 | 0 | 0 | 0 | 0 | 0 | 4 | 8 | 12 | 16 | 20 | 25 | 30 | 35 | 40 | 45 | 50 | 50 | 50 | 50 | 50 | 50 | 50 | 50 | 50 | 50 | 50 | 50 | 50 | NULL
352 | COM2 | USACE - Galveston | Quonset Hut Storage, structure | 0 | 0 | 0 | 0 | 0 | 2 | 4 | 5 | 8 | 10 | 12 | 15 | 20 | 25 | 35 | 45 | 60 | 70 | 70 | 70 | 70 | 70 | 70 | 70 | 70 | 70 | 70 | 70 | 70 | NULL
353 | COM2 | USACE - Galveston | Safety Equipment, structure | 0 | 0 | 0 | 0 | 0 | 8 | 16 | 23 | 28 | 33 | 37 | 39 | 40 | 40 | 40 | 43 | 44 | 45 | 47 | 48 | 49 | 50 | 52 | 53 | 54 | 55 | 56 | 57 | 58 | NULL
354 | COM2 | USACE - Galveston | Sporting Goods, structure | 0 | 0 | 0 | 0 | 0 | 20 | 24 | 28 | 32 | 35 | 39 | 43 | 47 | 50 | 55 | 60 | 60 | 60 | 60 | 60 | 60 | 60 | 60 | 60 | 60 | 60 | 60 | 60 | 60 | NULL
355 | COM2 | USACE - Galveston | Sporting Goods Warehouse, structure | 0 | 0 | 0 | 0 | 0 | 10 | 17 | 22 | 24 | 26 | 27 | 28 | 30 | 30 | 30 | 35 | 37 | 39 | 41 | 43 | 45 | 47 | 49 | 51 | 53 | 55 | 57 | 59 | 61 | NULL
356 | COM2 | USACE - Galveston | Machine Parts Storage, structure | 0 | 0 | 0 | 0 | 0 | 5 | 10 | 20 | 30 | 50 | 70 | 70 | 70 | 70 | 70 | 70 | 70 | 70 | 70 | 70 | 70 | 70 | 70 | 70 | 70 | 70 | 70 | 70 | 70 | NULL
357 | COM2 | USACE - Galveston | T.V. Station, structure | 0 | 0 | 0 | 0 | 0 | 1 | 5 | 5 | 5 | 5 | 5 | 6 | 6 | 8 | 10 | 14 | 19 | 25 | 32 | 40 | 50 | 58 | 65 | 70 | 75 | 80 | 85 | 90 | 95 | NULL
358 | COM2 | USACE - Galveston | T.V. Repair, structure | 0 | 0 | 0 | 0 | 0 | 2 | 6 | 12 | 15 | 20 | 25 | 32 | 41 | 50 | 57 | 61 | 66 | 69 | 72 | 75 | 77 | 80 | 82 | 84 | 86 | 88 | 90 | 92 | 94 | NULL
359 | COM2 | USACE - Galveston | Trailer Parts, structure | 0 | 0 | 0 | 0 | 0 | 0 | 5 | 10 | 15 | 20 | 25 | 30 | 32 | 36 | 38 | 40 | 50 | 60 | 60 | 60 | 60 | 60 | 60 | 60 | 60 | 60 | 60 | 60 | 60 | NULL
360 | COM2 | USACE - Galveston | Warehouse, structure | 0 | 0 | 0 | 0 | 0 | 0 | 1 | 1 | 1 | 3 | 5 | 8 | 12 | 16 | 21 | 26 | 32 | 38 | 45 | 51 | 58 | 65 | 73 | 80 | 87 | 94 | 100 | 100 | 100 | NULL
361 | COM2 | USACE - Galveston | Beer Warehouse, structure | 0 | 0 | 0 | 0 | 0 | 2 | 4 | 5 | 6 | 7 | 8 | 10 | 13 | 17 | 21 | 25 | 30 | 35 | 35 | 35 | 35 | 35 | 35 | 35 | 35 | 35 | 35 | 35 | 35 | NULL
362 | COM2 | USACE - Galveston | Bottled Gases Warehouse, structure | 0 | 0 | 0 | 0 | 0 | 1 | 2 | 3 | 4 | 5 | 8 | 12 | 16 | 21 | 26 | 32 | 38 | 45 | 51 | 58 | 65 | 73 | 82 | 91 | 100 | 100 | 100 | 100 | 100 | NULL
363 | COM2 | USACE - Galveston | Western Auto, structure | 0 | 0 | 0 | 0 | 0 | 4 | 6 | 7 | 11 | 11 | 18 | 24 | 30 | 36 | 41 | 46 | 50 | 53 | 57 | 60 | 64 | 67 | 71 | 75 | 79 | 83 | 87 | 91 | 95 | NULL
364 | COM2 | USACE - New Orleans | Warehouse, structure, salt water, long duration | 0 | 0 | 0 | 0 | 0 | 22 | 29 | 34 | 43 | 51 | 59 | 67 | 75 | 80 | 80 | 80 | 80 | 80 | 80 | 80 | 80 | 80 | 80 | 80 | 80 | 80 | 80 | 80 | 80 | NULL
365 | COM2 | USACE - New Orleans | Warehouse, structure, salt water, short duration | 0 | 0 | 0 | 0 | 0 | 13 | 21 | 28 | 33 | 41 | 49 | 56 | 64 | 71 | 76 | 76 | 76 | 76 | 76 | 76 | 76 | 76 | 76 | 76 | 76 | 76 | 76 | 76 | 76 | NULL
366 | COM2 | USACE - New Orleans | Warehouse, structure, fresh water, long duration | 0 | 0 | 0 | 0 | 0 | 20 | 27 | 31 | 39 | 46 | 53 | 61 | 68 | 73 | 73 | 73 | 73 | 73 | 73 | 73 | 73 | 73 | 73 | 73 | 73 | 73 | 73 | 73 | 73 | NULL
367 | COM2 | USACE - New Orleans | Warehouse, structure, fresh water, short duration | 0 | 0 | 0 | 0 | 0 | 12 | 20 | 27 | 31 | 39 | 46 | 53 | 61 | 68 | 73 | 73 | 73 | 73 | 73 | 73 | 73 | 73 | 73 | 73 | 73 | 73 | 73 | 73 | 73 | NULL
368 | COM2 | USACE - New Orleans | Warehouse, structure, composite water & duration | 0 | 0 | 0 | 0 | 0 | 28 | 45 | 55 | 62 | 72 | 78 | 82 | 87 | 90 | 93 | 95 | 96 | 96 | 96 | 96 | 96 | 96 | 96 | 96 | 96 | 96 | 96 | 96 | 96 | NULL
369 | COM2 | USACE - St. Paul | Warehouse, structure, fresh water | 0 | 0 | 0 | 0 | 5 | 12 | 17 | 20 | 21 | 22 | 22 | 23 | 25 | 27 | 31 | 35 | 39 | 42 | 42 | 42 | 42 | 42 | 42 | 42 | 42 | 42 | 42 | 42 | 42 | NULL
370 | COM2 | USACE - Wilmington | Auto Junk Yard, structure | 0 | 0 | 0 | 0 | 7 | 14 | 21 | 26 | 28 | 28 | 29 | 29 | 31 | 32 | 33 | 34 | 35 | 36 | 38 | 39 | 40 | 41 | 42 | 43 | 44 | 45 | 46 | 47 | 48 | NULL
371 | COM2 | USACE - Wilmington | Auto Parts, structure | 0 | 0 | 0 | 0 | 4 | 11 | 19 | 27 | 32 | 37 | 41 | 45 | 49 | 52 | 55 | 58 | 61 | 64 | 67 | 70 | 73 | 76 | 79 | 82 | 85 | 88 | 91 | 94 | 97 | NULL
372 | COM2 | USACE - Wilmington | Jewelry, structure | 0 | 0 | 0 | 0 | 7 | 16 | 27 | 37 | 44 | 51 | 57 | 63 | 70 | 76 | 80 | 84 | 88 | 90 | 92 | 94 | 96 | 98 | 100 | 100 | 100 | 100 | 100 | 100 | 100 | NULL
373 | COM2 | USACE - Wilmington | Lumber, structure | 0 | 0 | 0 | 0 | 3 | 6 | 8 | 13 | 20 | 28 | 35 | 42 | 50 | 57 | 64 | 71 | 78 | 85 | 92 | 99 | 100 | 100 | 100 | 100 | 100 | 100 | 100 | 100 | 100 | NULL
374 | COM2 | USACE - Wilmington | Warehouse, structure | 0 | 0 | 0 | 0 | 4 | 12 | 23 | 34 | 43 | 51 | 59 | 68 | 74 | 78 | 80 | 83 | 86 | 88 | 91 | 94 | 97 | 100 | 100 | 100 | 100 | 100 | 100 | 100 | 100 | NULL
375 | COM3 | USACE - Galveston | Average Personal & Repair Services, Structure | 0 | 0 | 0 | 0 | 0 | 9 | 12 | 13 | 16 | 19 | 22 | 25 | 28 | 32 | 35 | 39 | 43 | 47 | 50 | 54 | 57 | 61 | 64 | 68 | 71 | 75 | 78 | 82 | 85 | NULL
376 | COM3 | USACE - Galveston | Barber Shop, structure | 0 | 0 | 0 | 0 | 0 | 13 | 17 | 18 | 24 | 31 | 37 | 41 | 45 | 47 | 49 | 50 | 50 | 51 | 52 | 54 | 56 | 59 | 62 | 66 | 70 | 74 | 78 | 82 | 86 | NULL
377 | COM3 | USACE - Galveston | Beauty Shop, structure | 0 | 0 | 0 | 0 | 0 | 10 | 14 | 17 | 23 | 28 | 34 | 38 | 43 | 47 | 50 | 54 | 57 | 61 | 64 | 67 | 71 | 74 | 77 | 80 | 83 | 86 | 89 | 92 | 95 | NULL
378 | COM3 | USACE - Galveston | Boat Service, structure | 0 | 0 | 0 | 0 | 0 | 12 | 12 | 12 | 12 | 12 | 12 | 14 | 15 | 18 | 21 | 25 | 30 | 35 | 40 | 46 | 52 | 58 | 64 | 70 | 76 | 82 | 88 | 94 | 100 | NULL
379 | COM3 | USACE - Galveston | Car Wash, structure | 0 | 0 | 0 | 0 | 0 | 0 | 0 | 2 | 5 | 10 | 10 | 15 | 15 | 20 | 20 | 25 | 25 | 30 | 30 | 35 | 35 | 40 | 40 | 45 | 45 | 50 | 50 | 55 | 55 | NULL
380 | COM3 | USACE - Galveston | Cemetary, structure | 0 | 0 | 0 | 0 | 0 | 19 | 23 | 25 | 25 | 25 | 26 | 27 | 28 | 31 | 35 | 41 | 50 | 58 | 64 | 69 | 73 | 77 | 80 | 82 | 84 | 86 | 88 | 90 | 92 | NULL
381 | COM3 | USACE - Galveston | Cleaners, structure | 0 | 0 | 0 | 0 | 0 | 4 | 6 | 6 | 8 | 10 | 13 | 17 | 22 | 28 | 34 | 42 | 50 | 57 | 62 | 67 | 71 | 75 | 78 | 81 | 84 | 87 | 90 | 93 | 96 | NULL
382 | COM3 | USACE - Galveston | Cleaners substation, structure | 0 | 0 | 0 | 0 | 0 | 4 | 6 | 6 | 8 | 10 | 13 | 17 | 22 | 28 | 34 | 42 | 50 | 57 | 62 | 67 | 71 | 75 | 78 | 81 | 84 | 87 | 90 | 93 | 96 | NULL
383 | COM3 | USACE - Galveston | Private Day Care, structure | 0 | 0 | 0 | 0 | 0 | 15 | 16 | 16 | 20 | 25 | 29 | 33 | 37 | 41 | 44 | 47 | 50 | 53 | 56 | 58 | 61 | 65 | 68 | 73 | 78 | 83 | 88 | 93 | 98 | NULL
384 | COM3 | USACE - Galveston | Funeral Home, structure | 0 | 0 | 0 | 0 | 0 | 1 | 5 | 5 | 5 | 6 | 7 | 9 | 11 | 14 | 17 | 20 | 24 | 28 | 32 | 36 | 41 | 45 | 51 | 56 | 61 | 66 | 71 | 76 | 81 | NULL
385 | COM3 | USACE - Galveston | Laundry, structure | 0 | 0 | 0 | 0 | 0 | 2 | 5 | 8 | 12 | 15 | 18 | 21 | 23 | 26 | 28 | 31 | 33 | 36 | 39 | 42 | 47 | 51 | 57 | 62 | 67 | 72 | 77 | 82 | 87 | NULL
386 | COM3 | USACE - Galveston | Photo Studio, structure | 0 | 0 | 0 | 0 | 0 | 20 | 25 | 30 | 35 | 40 | 45 | 50 | 60 | 65 | 70 | 75 | 75 | 75 | 75 | 75 | 75 | 75 | 75 | 75 | 75 | 75 | 75 | 75 | 75 | NULL
387 | COM3 | USACE - Galveston | Truck Mfg & Sales, structure | 0 | 0 | 0 | 0 | 0 | 12 | 18 | 23 | 26 | 27 | 28 | 29 | 30 | 30 | 30 | 32 | 33 | 35 | 35 | 36 | 37 | 38 | 39 | 40 | 41 | 42 | 43 | 44 | 45 | NULL
388 | COM3 | USACE - Galveston | Washateria, structure | 0 | 0 | 0 | 0 | 0 | 6 | 6 | 6 | 7 | 8 | 10 | 12 | 15 | 18 | 23 | 27 | 32 | 38 | 44 | 50 | 56 | 62 | 69 | 75 | 81 | 87 | 93 | 99 | 100 | NULL
389 | COM3 | USACE - New Orleans | Auto Repair, structure, salt water, long duration | 0 | 0 | 0 | 0 | 0 | 34 | 69 | 71 | 72 | 81 | 84 | 84 | 84 | 84 | 84 | 84 | 84 | 84 | 84 | 84 | 84 | 84 | 84 | 84 | 84 | 84 | 84 | 84 | 84 | NULL
390 | COM3 | USACE - New Orleans | Auto Repair, structure, salt water, short duration | 0 | 0 | 0 | 0 | 0 | 21 | 33 | 66 | 67 | 69 | 77 | 80 | 80 | 80 | 80 | 80 | 80 | 80 | 80 | 80 | 80 | 80 | 80 | 80 | 80 | 80 | 80 | 80 | 80 | NULL
391 | COM3 | USACE - New Orleans | Auto Repair, structure, fresh water, long duration | 0 | 0 | 0 | 0 | 0 | 31 | 63 | 64 | 66 | 73 | 76 | 76 | 76 | 76 | 76 | 76 | 76 | 76 | 76 | 76 | 76 | 76 | 76 | 76 | 76 | 76 | 76 | 76 | 76 | NULL
392 | COM3 | USACE - New Orleans | Auto Repair, structure, fresh water, short duration | 0 | 0 | 0 | 0 | 0 | 20 | 31 | 63 | 64 | 66 | 73 | 76 | 76 | 76 | 76 | 76 | 76 | 76 | 76 | 76 | 76 | 76 | 76 | 76 | 76 | 76 | 76 | 76 | 76 | NULL
393 | COM3 | USACE - New Orleans | Auto Repair, structure, composite water & duration | 0 | 0 | 0 | 0 | 0 | 30 | 41 | 52 | 65 | 75 | 91 | 93 | 93 | 93 | 99 | 100 | 100 | 100 | 100 | 100 | 100 | 100 | 100 | 100 | 100 | 100 | 100 | 100 | 100 | NULL
394 | COM3 | USACE - New Orleans | Barber Shop, structure, salt water, long duration | 0 | 0 | 0 | 0 | 0 | 61 | 75 | 85 | 95 | 100 | 100 | 100 | 100 | 100 | 100 | 100 | 100 | 100 | 100 | 100 | 100 | 100 | 100 | 100 | 100 | 100 | 100 | 100 | 100 | NULL
395 | COM3 | USACE - New Orleans | Barber Shop, structure, salt water, short duration | 0 | 0 | 0 | 0 | 0 | 25 | 61 | 75 | 85 | 95 | 100 | 100 | 100 | 100 | 100 | 100 | 100 | 100 | 100 | 100 | 100 | 100 | 100 | 100 | 100 | 100 | 100 | 100 | 100 | NULL
396 | COM3 | USACE - New Orleans | Barber Shop, structure, fresh water, long duration | 0 | 0 | 0 | 0 | 0 | 55 | 69 | 77 | 86 | 94 | 94 | 94 | 94 | 97 | 97 | 97 | 97 | 97 | 97 | 97 | 97 | 97 | 97 | 97 | 97 | 97 | 97 | 97 | 97 | NULL
397 | COM3 | USACE - New Orleans | Barber Shop, structure, fresh water, short duration | 0 | 0 | 0 | 0 | 0 | 23 | 55 | 69 | 77 | 86 | 94 | 94 | 94 | 94 | 97 | 97 | 97 | 97 | 97 | 97 | 97 | 97 | 97 | 97 | 97 | 97 | 97 | 97 | 97 | NULL
398 | COM3 | USACE - New Orleans | Barber Shop, structure, composite water & duration | 0 | 0 | 0 | 0 | 0 | 30 | 55 | 65 | 77 | 88 | 96 | 96 | 97 | 97 | 97 | 97 | 97 | 100 | 100 | 100 | 100 | 100 | 100 | 100 | 100 | 100 | 100 | 100 | 100 | NULL
399 | COM3 | USACE - New Orleans | Beauty Salon, structure, salt water, long duration | 0 | 0 | 0 | 0 | 0 | 61 | 75 | 85 | 95 | 100 | 100 | 100 | 100 | 100 | 100 | 100 | 100 | 100 | 100 | 100 | 100 | 100 | 100 | 100 | 100 | 100 | 100 | 100 | 100 | NULL
400 | COM3 | USACE - New Orleans | Beauty Salon, structure, salt water, short duration | 0 | 0 | 0 | 0 | 0 | 25 | 61 | 75 | 85 | 95 | 100 | 100 | 100 | 100 | 100 | 100 | 100 | 100 | 100 | 100 | 100 | 100 | 100 | 100 | 100 | 100 | 100 | 100 | 100 | NULL
401 | COM3 | USACE - New Orleans | Beauty Salon, structure, fresh water, long duration | 0 | 0 | 0 | 0 | 0 | 55 | 69 | 77 | 86 | 94 | 94 | 94 | 94 | 97 | 97 | 97 | 97 | 97 | 97 | 97 | 97 | 97 | 97 | 97 | 97 | 97 | 97 | 97 | 97 | NULL
402 | COM3 | USACE - New Orleans | Beauty Salon, structure, fresh water, short duration | 0 | 0 | 0 | 0 | 0 | 23 | 55 | 69 | 77 | 86 | 94 | 94 | 94 | 94 | 97 | 97 | 97 | 97 | 97 | 97 | 97 | 97 | 97 | 97 | 97 | 97 | 97 | 97 | 97 | NULL
403 | COM3 | USACE - New Orleans | Beauty Salon, structure, composite water & duration | 0 | 0 | 0 | 0 | 0 | 30 | 55 | 65 | 77 | 88 | 96 | 96 | 97 | 97 | 97 | 97 | 97 | 100 | 100 | 100 | 100 | 100 | 100 | 100 | 100 | 100 | 100 | 100 | 100 | NULL
404 | COM3 | USACE - New Orleans | Funeral Home, structure, salt water, long duration | 0 | 0 | 0 | 0 | 0 | 43 | 64 | 100 | 100 | 100 | 100 | 100 | 100 | 100 | 100 | 100 | 100 | 100 | 100 | 100 | 100 | 100 | 100 | 100 | 100 | 100 | 100 | 100 | 100 | NULL
405 | COM3 | USACE - New Orleans | Funeral Home, structure, salt water, short duration | 0 | 0 | 0 | 0 | 0 | 19 | 39 | 75 | 92 | 94 | 100 | 100 | 100 | 100 | 100 | 100 | 100 | 100 | 100 | 100 | 100 | 100 | 100 | 100 | 100 | 100 | 100 | 100 | 100 | NULL
406 | COM3 | USACE - New Orleans | Funeral Home, structure, fresh water, long duration | 0 | 0 | 0 | 0 | 0 | 28 | 42 | 66 | 81 | 83 | 91 | 92 | 92 | 92 | 92 | 92 | 92 | 92 | 92 | 92 | 92 | 92 | 92 | 92 | 92 | 92 | 92 | 92 | 92 | NULL
407 | COM3 | USACE - New Orleans | Funeral Home, structure, fresh water, short duration | 0 | 0 | 0 | 0 | 0 | 16 | 34 | 65 | 80 | 82 | 90 | 92 | 92 | 92 | 92 | 92 | 92 | 92 | 92 | 92 | 92 | 92 | 92 | 92 | 92 | 92 | 92 | 92 | 92 | NULL
408 | COM3 | USACE - New Orleans | Funeral Home, structure, composite water & duration | 0 | 0 | 0 | 0 | 0 | 31 | 52 | 65 | 73 | 79 | 82 | 84 | 86 | 88 | 89 | 91 | 92 | 95 | 96 | 98 | 100 | 100 | 100 | 100 | 100 | 100 | 100 | 100 | 100 | NULL
409 | COM3 | USACE - New Orleans | Laundromat, structure, salt water, long duration | 0 | 0 | 0 | 0 | 0 | 61 | 75 | 85 | 95 | 100 | 100 | 100 | 100 | 100 | 100 | 100 | 100 | 100 | 100 | 100 | 100 | 100 | 100 | 100 | 100 | 100 | 100 | 100 | 100 | NULL
410 | COM3 | USACE - New Orleans | Laundromat, structure, salt water, short duration | 0 | 0 | 0 | 0 | 0 | 25 | 61 | 75 | 85 | 95 | 100 | 100 | 100 | 100 | 100 | 100 | 100 | 100 | 100 | 100 | 100 | 100 | 100 | 100 | 100 | 100 | 100 | 100 | 100 | NULL
411 | COM3 | USACE - New Orleans | Laundromat, structure, fresh water, long duration | 0 | 0 | 0 | 0 | 0 | 55 | 69 | 77 | 86 | 94 | 94 | 94 | 94 | 97 | 97 | 97 | 97 | 97 | 97 | 97 | 97 | 97 | 97 | 97 | 97 | 97 | 97 | 97 | 97 | NULL
412 | COM3 | USACE - New Orleans | Laundromat, structure, fresh water, short duration | 0 | 0 | 0 | 0 | 0 | 23 | 55 | 69 | 77 | 86 | 94 | 94 | 94 | 94 | 97 | 97 | 97 | 97 | 97 | 97 | 97 | 97 | 97 | 97 | 97 | 97 | 97 | 97 | 97 | NULL
413 | COM3 | USACE - New Orleans | Laundromat, structure, composite water & duration | 0 | 0 | 0 | 0 | 0 | 30 | 55 | 65 | 77 | 88 | 96 | 96 | 97 | 97 | 97 | 97 | 97 | 100 | 100 | 100 | 100 | 100 | 100 | 100 | 100 | 100 | 100 | 100 | 100 | NULL
414 | COM3 | USACE - New Orleans | Reupholstery, structure, salt water, long duration | 0 | 0 | 0 | 0 | 0 | 34 | 69 | 71 | 72 | 81 | 84 | 84 | 84 | 84 | 84 | 84 | 84 | 84 | 84 | 84 | 84 | 84 | 84 | 84 | 84 | 84 | 84 | 84 | 84 | NULL
415 | COM3 | USACE - New Orleans | Reupholstery, structure, salt water, short duration | 0 | 0 | 0 | 0 | 0 | 21 | 33 | 66 | 67 | 69 | 77 | 80 | 80 | 80 | 80 | 80 | 80 | 80 | 80 | 80 | 80 | 80 | 80 | 80 | 80 | 80 | 80 | 80 | 80 | NULL
416 | COM3 | USACE - New Orleans | Reupholstery, structure, fresh water, long duration | 0 | 0 | 0 | 0 | 0 | 31 | 63 | 64 | 66 | 73 | 76 | 76 | 76 | 76 | 76 | 76 | 76 | 76 | 76 | 76 | 76 | 76 | 76 | 76 | 76 | 76 | 76 | 76 | 76 | NULL
417 | COM3 | USACE - New Orleans | Reupholstery, structure, fresh water, short duration | 0 | 0 | 0 | 0 | 0 | 20 | 31 | 63 | 64 | 66 | 73 | 76 | 76 | 76 | 76 | 76 | 76 | 76 | 76 | 76 | 76 | 76 | 76 | 76 | 76 | 76 | 76 | 76 | 76 | NULL
418 | COM3 | USACE - New Orleans | Reupholstery, structure, composite water & duration | 0 | 0 | 0 | 0 | 0 | 30 | 41 | 52 | 65 | 75 | 91 | 93 | 93 | 93 | 99 | 100 | 100 | 100 | 100 | 100 | 100 | 100 | 100 | 100 | 100 | 100 | 100 | 100 | 100 | NULL
419 | COM3 | USACE - New Orleans | Watch Repair, structure, salt water, long duration | 0 | 0 | 0 | 0 | 0 | 34 | 69 | 71 | 72 | 81 | 84 | 84 | 84 | 84 | 84 | 84 | 84 | 84 | 84 | 84 | 84 | 84 | 84 | 84 | 84 | 84 | 84 | 84 | 84 | NULL
420 | COM3 | USACE - New Orleans | Watch Repair, structure, salt water, short duration | 0 | 0 | 0 | 0 | 0 | 21 | 33 | 66 | 67 | 69 | 77 | 80 | 80 | 80 | 80 | 80 | 80 | 80 | 80 | 80 | 80 | 80 | 80 | 80 | 80 | 80 | 80 | 80 | 80 | NULL
421 | COM3 | USACE - New Orleans | Watch Repair, structure, fresh water, long duration | 0 | 0 | 0 | 0 | 0 | 31 | 63 | 64 | 66 | 73 | 76 | 76 | 76 | 76 | 76 | 76 | 76 | 76 | 76 | 76 | 76 | 76 | 76 | 76 | 76 | 76 | 76 | 76 | 76 | NULL
422 | COM3 | USACE - New Orleans | Watch Repair, structure, fresh water, short duration | 0 | 0 | 0 | 0 | 0 | 20 | 31 | 63 | 64 | 66 | 73 | 76 | 76 | 76 | 76 | 76 | 76 | 76 | 76 | 76 | 76 | 76 | 76 | 76 | 76 | 76 | 76 | 76 | 76 | NULL
423 | COM3 | USACE - New Orleans | Watch Repair, structure, composite water & duration | 0 | 0 | 0 | 0 | 0 | 30 | 41 | 52 | 65 | 75 | 91 | 93 | 93 | 93 | 99 | 100 | 100 | 100 | 100 | 100 | 100 | 100 | 100 | 100 | 100 | 100 | 100 | 100 | 100 | NULL
424 | COM3 | USACE - Wilmington | Barber Shop, structure | 0 | 0 | 0 | 0 | 4 | 7 | 15 | 25 | 31 | 39 | 45 | 52 | 57 | 62 | 67 | 71 | 75 | 78 | 82 | 85 | 88 | 91 | 94 | 97 | 100 | 100 | 100 | 100 | 100 | NULL
425 | COM3 | USACE - Wilmington | Beauty Shop, structure | 0 | 0 | 0 | 0 | 1 | 6 | 11 | 23 | 33 | 42 | 50 | 60 | 67 | 71 | 74 | 77 | 81 | 85 | 88 | 91 | 94 | 97 | 100 | 100 | 100 | 100 | 100 | 100 | 100 | NULL
426 | COM3 | USACE - Wilmington | Cleaners, structure | 0 | 0 | 0 | 0 | 5 | 11 | 19 | 27 | 39 | 52 | 68 | 84 | 95 | 98 | 98 | 98 | 98 | 98 | 99 | 100 | 100 | 100 | 100 | 100 | 100 | 100 | 100 | 100 | 100 | NULL
427 | COM3 | USACE - Wilmington | Cleaners-substation, structure | 0 | 0 | 0 | 0 | 4 | 6 | 7 | 10 | 22 | 39 | 56 | 75 | 88 | 91 | 93 | 93 | 94 | 95 | 96 | 97 | 98 | 99 | 100 | 100 | 100 | 100 | 100 | 100 | 100 | NULL
428 | COM3 | USACE - Wilmington | Funeral Home, structure | 0 | 0 | 0 | 0 | 17 | 25 | 31 | 38 | 47 | 55 | 63 | 71 | 78 | 82 | 84 | 86 | 88 | 90 | 92 | 94 | 96 | 98 | 100 | 100 | 100 | 100 | 100 | 100 | 100 | NULL
429 | COM3 | USACE - Wilmington | Laundry, structure | 0 | 0 | 0 | 0 | 5 | 12 | 20 | 29 | 37 | 45 | 52 | 60 | 65 | 69 | 73 | 78 | 82 | 86 | 90 | 94 | 98 | 100 | 100 | 100 | 100 | 100 | 100 | 100 | 100 | NULL
430 | COM3 | USACE - Wilmington | Wash-a-teria, structure | 0 | 0 | 0 | 0 | 6 | 20 | 40 | 52 | 58 | 63 | 67 | 72 | 76 | 80 | 84 | 87 | 91 | 94 | 97 | 100 | 100 | 100 | 100 | 100 | 100 | 100 | 100 | 100 | 100 | NULL
431 | COM4 | USACE - Galveston | Average Prof/Tech Services, Structure | 0 | 0 | 0 | 0 | 2 | 11 | 16 | 22 | 28 | 35 | 38 | 41 | 44 | 47 | 50 | 54 | 57 | 59 | 62 | 66 | 68 | 70 | 72 | 74 | 76 | 77 | 78 | 79 | 80 | NULL
432 | COM4 | USACE - Galveston | Airport, structure | 0 | 0 | 0 | 0 | 0 | 17 | 17 | 20 | 23 | 27 | 28 | 30 | 32 | 34 | 40 | 40 | 40 | 40 | 43 | 59 | 59 | 59 | 59 | 59 | 59 | 59 | 59 | 59 | 59 | NULL
433 | COM4 | USACE - Galveston | Boat Stalls, structure | 0 | 0 | 0 | 0 | 0 | 10 | 19 | 26 | 32 | 40 | 48 | 56 | 64 | 71 | 78 | 85 | 91 | 97 | 100 | 100 | 100 | 100 | 100 | 100 | 100 | 100 | 100 | 100 | 100 | NULL
434 | COM4 | USACE - Galveston | Boat Storage, structure | 0 | 0 | 0 | 0 | 0 | 4 | 5 | 7 | 10 | 13 | 16 | 22 | 26 | 31 | 37 | 43 | 49 | 55 | 60 | 65 | 70 | 75 | 79 | 83 | 87 | 91 | 95 | 99 | 100 | NULL
435 | COM4 | USACE - Galveston | Business, Structure | 0 | 0 | 0 | 0 | 0 | 1 | 2 | 3 | 5 | 8 | 11 | 13 | 16 | 18 | 21 | 25 | 29 | 34 | 38 | 44 | 49 | 54 | 59 | 65 | 70 | 75 | 80 | 85 | 90 | NULL
436 | COM4 | USACE - Galveston | Filtering Plant, structure | 0 | 0 | 0 | 0 | 0 | 5 | 15 | 30 | 60 | 90 | 90 | 90 | 90 | 90 | 90 | 90 | 90 | 90 | 90 | 90 | 90 | 90 | 90 | 90 | 90 | 90 | 90 | 90 | 90 | NULL
437 | COM4 | USACE - Galveston | Import Sales, structure | 0 | 0 | 0 | 0 | 0 | 25 | 30 | 35 | 40 | 42 | 44 | 46 | 48 | 50 | 50 | 65 | 65 | 65 | 65 | 65 | 65 | 65 | 65 | 65 | 65 | 65 | 65 | 65 | 65 | NULL
438 | COM4 | USACE - Galveston | Big Office Commercial, structure | 0 | 0 | 0 | 0 | 0 | 12 | 14 | 17 | 19 | 23 | 27 | 31 | 35 | 40 | 45 | 50 | 55 | 59 | 63 | 67 | 71 | 74 | 77 | 80 | 83 | 86 | 89 | 92 | 95 | NULL
439 | COM4 | USACE - Galveston | Piers, structure | 0 | 0 | 0 | 0 | 20 | 40 | 60 | 80 | 85 | 100 | 100 | 100 | 100 | 100 | 100 | 100 | 100 | 100 | 100 | 100 | 100 | 100 | 100 | 100 | 100 | 100 | 100 | 100 | 100 | NULL
440 | COM4 | USACE - Galveston | Sewage Treatment, structure | 0 | 0 | 0 | 0 | 0 | 2 | 4 | 4 | 4 | 5 | 6 | 8 | 12 | 16 | 21 | 27 | 34 | 42 | 50 | 59 | 68 | 77 | 87 | 97 | 100 | 100 | 100 | 100 | 100 | NULL
441 | COM4 | USACE - Galveston | Transport Company, structure | 0 | 0 | 0 | 0 | 0 | 9 | 11 | 12 | 16 | 20 | 24 | 28 | 30 | 30 | 30 | 30 | 30 | 30 | 30 | 30 | 30 | 30 | 30 | 30 | 30 | 30 | 30 | 30 | 30 | NULL
442 | COM4 | USACE - Galveston | Utility Company, structure | 0 | 0 | 0 | 0 | 0 | 0 | 0 | 10 | 14 | 18 | 22 | 26 | 30 | 34 | 36 | 38 | 40 | 40 | 45 | 50 | 50 | 50 | 50 | 50 | 50 | 50 | 50 | 50 | 50 | NULL
443 | COM4 | USACE - New Orleans | Accounting Firm, structure, salt water, long duration | 0 | 0 | 0 | 0 | 0 | 43 | 64 | 100 | 100 | 100 | 100 | 100 | 100 | 100 | 100 | 100 | 100 | 100 | 100 | 100 | 100 | 100 | 100 | 100 | 100 | 100 | 100 | 100 | 100 | NULL
444 | COM4 | USACE - New Orleans | Accounting Firm, structure, salt water, short duration | 0 | 0 | 0 | 0 | 0 | 19 | 39 | 75 | 92 | 94 | 100 | 100 | 100 | 100 | 100 | 100 | 100 | 100 | 100 | 100 | 100 | 100 | 100 | 100 | 100 | 100 | 100 | 100 | 100 | NULL
445 | COM4 | USACE - New Orleans | Accounting Firm, structure, fresh water, long duration | 0 | 0 | 0 | 0 | 0 | 28 | 42 | 66 | 81 | 83 | 91 | 92 | 92 | 92 | 92 | 92 | 92 | 92 | 92 | 92 | 92 | 92 | 92 | 92 | 92 | 92 | 92 | 92 | 92 | NULL
446 | COM4 | USACE - New Orleans | Accounting Firm, structure, fresh water, short duration | 0 | 0 | 0 | 0 | 0 | 16 | 34 | 65 | 80 | 82 | 90 | 92 | 92 | 92 | 92 | 92 | 92 | 92 | 92 | 92 | 92 | 92 | 92 | 92 | 92 | 92 | 92 | 92 | 92 | NULL
447 | COM4 | USACE - New Orleans | Accounting Firm, structure, composite water & duration | 0 | 0 | 0 | 0 | 0 | 31 | 52 | 65 | 73 | 79 | 82 | 84 | 86 | 88 | 89 | 91 | 92 | 95 | 96 | 98 | 100 | 100 | 100 | 100 | 100 | 100 | 100 | 100 | 100 | NULL
448 | COM4 | USACE - New Orleans | Legal Office, structure, salt water, long duration | 0 | 0 | 0 | 0 | 0 | 43 | 64 | 100 | 100 | 100 | 100 | 100 | 100 | 100 | 100 | 100 | 100 | 100 | 100 | 100 | 100 | 100 | 100 | 100 | 100 | 100 | 100 | 100 | 100 | NULL
449 | COM4 | USACE - New Orleans | Legal Office, structure, salt water, short duration | 0 | 0 | 0 | 0 | 0 | 19 | 39 | 75 | 92 | 94 | 100 | 100 | 100 | 100 | 100 | 100 | 100 | 100 | 100 | 100 | 100 | 100 | 100 | 100 | 100 | 100 | 100 | 100 | 100 | NULL
450 | COM4 | USACE - New Orleans | Legal Office, structure, fresh water, long duration | 0 | 0 | 0 | 0 | 0 | 28 | 42 | 66 | 81 | 83 | 91 | 92 | 92 | 92 | 92 | 92 | 92 | 92 | 92 | 92 | 92 | 92 | 92 | 92 | 92 | 92 | 92 | 92 | 92 | NULL
451 | COM4 | USACE - New Orleans | Legal Office, structure, fresh water, short duration | 0 | 0 | 0 | 0 | 0 | 16 | 34 | 65 | 80 | 82 | 90 | 92 | 92 | 92 | 92 | 92 | 92 | 92 | 92 | 92 | 92 | 92 | 92 | 92 | 92 | 92 | 92 | 92 | 92 | NULL
452 | COM4 | USACE - New Orleans | Legal Office, structure, composite water & duration | 0 | 0 | 0 | 0 | 0 | 31 | 52 | 65 | 73 | 79 | 82 | 84 | 86 | 88 | 89 | 91 | 92 | 95 | 96 | 98 | 100 | 100 | 100 | 100 | 100 | 100 | 100 | 100 | 100 | NULL
453 | COM4 | USACE - New Orleans | Real Estate Office, structure, salt water, long duration | 0 | 0 | 0 | 0 | 0 | 43 | 64 | 100 | 100 | 100 | 100 | 100 | 100 | 100 | 100 | 100 | 100 | 100 | 100 | 100 | 100 | 100 | 100 | 100 | 100 | 100 | 100 | 100 | 100 | NULL
454 | COM4 | USACE - New Orleans | Real Estate Office, structure, salt water, short duration | 0 | 0 | 0 | 0 | 0 | 19 | 39 | 75 | 92 | 94 | 100 | 100 | 100 | 100 | 100 | 100 | 100 | 100 | 100 | 100 | 100 | 100 | 100 | 100 | 100 | 100 | 100 | 100 | 100 | NULL
455 | COM4 | USACE - New Orleans | Real Estate Office, structure, fresh water, long duration | 0 | 0 | 0 | 0 | 0 | 28 | 42 | 66 | 81 | 83 | 91 | 92 | 92 | 92 | 92 | 92 | 92 | 92 | 92 | 92 | 92 | 92 | 92 | 92 | 92 | 92 | 92 | 92 | 92 | NULL
456 | COM4 | USACE - New Orleans | Real Estate Office, structure, fresh water, short duration | 0 | 0 | 0 | 0 | 0 | 16 | 34 | 65 | 80 | 82 | 90 | 92 | 92 | 92 | 92 | 92 | 92 | 92 | 92 | 92 | 92 | 92 | 92 | 92 | 92 | 92 | 92 | 92 | 92 | NULL
457 | COM4 | USACE - New Orleans | Real Estate Office, structure, composite water & duration | 0 | 0 | 0 | 0 | 0 | 31 | 52 | 65 | 73 | 79 | 82 | 84 | 86 | 88 | 89 | 91 | 92 | 95 | 96 | 98 | 100 | 100 | 100 | 100 | 100 | 100 | 100 | 100 | 100 | NULL
458 | COM4 | USACE - New Orleans | Utility Company, structure, salt water, long duration | 0 | 0 | 0 | 0 | 0 | 85 | 87 | 100 | 100 | 100 | 100 | 100 | 100 | 100 | 100 | 100 | 100 | 100 | 100 | 100 | 100 | 100 | 100 | 100 | 100 | 100 | 100 | 100 | 100 | NULL
459 | COM4 | USACE - New Orleans | Utility Company, structure, salt water, short duration | 0 | 0 | 0 | 0 | 0 | 72 | 72 | 100 | 100 | 100 | 100 | 100 | 100 | 100 | 100 | 100 | 100 | 100 | 100 | 100 | 100 | 100 | 100 | 100 | 100 | 100 | 100 | 100 | 100 | NULL
460 | COM4 | USACE - New Orleans | Utility Company, structure, fresh water, long duration | 0 | 0 | 0 | 0 | 0 | 75 | 76 | 97 | 100 | 100 | 100 | 100 | 100 | 100 | 100 | 100 | 100 | 100 | 100 | 100 | 100 | 100 | 100 | 100 | 100 | 100 | 100 | 100 | 100 | NULL
461 | COM4 | USACE - New Orleans | Utility Company, structure, fresh water, short duration | 0 | 0 | 0 | 0 | 0 | 65 | 65 | 90 | 100 | 100 | 100 | 100 | 100 | 100 | 100 | 100 | 100 | 100 | 100 | 100 | 100 | 100 | 100 | 100 | 100 | 100 | 100 | 100 | 100 | NULL
462 | COM4 | USACE - New Orleans | Utility Company, structure, composite water & duration | 0 | 0 | 0 | 0 | 0 | 25 | 55 | 69 | 79 | 84 | 85 | 85 | 85 | 85 | 90 | 90 | 90 | 92 | 93 | 94 | 95 | 96 | 97 | 98 | 99 | 100 | 100 | 100 | 100 | NULL
463 | COM4 | USACE - St. Paul | Professional, structure, fresh water | 0 | 0 | 0 | 0 | 5 | 12 | 17 | 20 | 21 | 22 | 22 | 23 | 25 | 27 | 31 | 35 | 39 | 42 | 42 | 42 | 42 | 42 | 42 | 42 | 42 | 42 | 42 | 42 | 42 | NULL
464 | COM4 | USACE - Wilmington | Boat Stalls, structure | 0 | 0 | 0 | 0 | 5 | 9 | 13 | 17 | 21 | 26 | 32 | 37 | 43 | 48 | 52 | 58 | 60 | 63 | 66 | 69 | 72 | 75 | 78 | 81 | 84 | 87 | 90 | 93 | 96 | NULL
465 | COM4 | USACE - Wilmington | Business, structure | 0 | 0 | 0 | 0 | 4 | 9 | 15 | 22 | 27 | 35 | 44 | 55 | 64 | 71 | 77 | 83 | 87 | 91 | 95 | 99 | 100 | 100 | 100 | 100 | 100 | 100 | 100 | 100 | 100 | NULL
466 | COM4 | USACE - Wilmington | Office Building, structure | 0 | 0 | 0 | 0 | 26 | 35 | 41 | 48 | 55 | 60 | 66 | 71 | 76 | 80 | 83 | 85 | 88 | 90 | 93 | 95 | 98 | 100 | 100 | 100 | 100 | 100 | 100 | 100 | 100 | NULL
467 | COM5 | USACE - Galveston | Bank, Structure | 0 | 0 | 0 | 0 | 0 | 11 | 11 | 12 | 13 | 15 | 17 | 19 | 22 | 24 | 28 | 31 | 34 | 37 | 40 | 44 | 48 | 51 | 55 | 59 | 63 | 67 | 71 | 75 | 79 | NULL
468 | COM5 | USACE - New Orleans | Bank, Structure, salt water, long duration | 0 | 0 | 0 | 0 | 0 | 43 | 64 | 100 | 100 | 100 | 100 | 100 | 100 | 100 | 100 | 100 | 100 | 100 | 100 | 100 | 100 | 100 | 100 | 100 | 100 | 100 | 100 | 100 | 100 | NULL
469 | COM5 | USACE - New Orleans | Bank, Structure, salt water, short duration | 0 | 0 | 0 | 0 | 0 | 19 | 39 | 75 | 92 | 94 | 100 | 100 | 100 | 100 | 100 | 100 | 100 | 100 | 100 | 100 | 100 | 100 | 100 | 100 | 100 | 100 | 100 | 100 | 100 | NULL
470 | COM5 | USACE - New Orleans | Bank, tructure, fresh water, long duration | 0 | 0 | 0 | 0 | 0 | 28 | 42 | 66 | 81 | 83 | 91 | 92 | 92 | 92 | 92 | 92 | 92 | 92 | 92 | 92 | 92 | 92 | 92 | 92 | 92 | 92 | 92 | 92 | 92 | NULL
471 | COM5 | USACE - New Orleans | Bank, Structure, fresh water, short duration | 0 | 0 | 0 | 0 | 0 | 16 | 34 | 65 | 80 | 82 | 90 | 92 | 92 | 92 | 92 | 92 | 92 | 92 | 92 | 92 | 92 | 92 | 92 | 92 | 92 | 92 | 92 | 92 | 92 | NULL
472 | COM5 | USACE - New Orleans | Bank, Structure, composite water & duration | 0 | 0 | 0 | 0 | 0 | 31 | 52 | 65 | 73 | 79 | 82 | 84 | 86 | 88 | 89 | 91 | 92 | 95 | 96 | 98 | 100 | 100 | 100 | 100 | 100 | 100 | 100 | 100 | 100 | NULL
473 | COM5 | USACE - Wilmington | Bank, Structure | 0 | 0 | 0 | 0 | 1 | 5 | 13 | 21 | 23 | 24 | 26 | 28 | 30 | 33 | 35 | 37 | 39 | 42 | 45 | 48 | 51 | 54 | 57 | 60 | 63 | 66 | 69 | 72 | 75 | NULL
474 | COM6 | USACE - Galveston | Hospital, Structure | 0 | 0 | 0 | 0 | 0 | 0 | 0 | 20 | 25 | 30 | 35 | 40 | 43 | 47 | 50 | 53 | 55 | 57 | 60 | 60 | 60 | 60 | 60 | 60 | 60 | 60 | 60 | 60 | 60 | NULL
475 | COM7 | USACE - Galveston | Average Medical Office, Structure | 0 | 0 | 0 | 0 | 2 | 11 | 12 | 13 | 14 | 16 | 17 | 18 | 20 | 22 | 24 | 27 | 30 | 34 | 37 | 41 | 44 | 48 | 51 | 54 | 56 | 59 | 61 | 64 | 66 | NULL
476 | COM7 | USACE - Galveston | Doctor's Office, structure | 0 | 0 | 0 | 0 | 0 | 1 | 3 | 4 | 6 | 9 | 11 | 14 | 17 | 20 | 24 | 29 | 35 | 42 | 50 | 57 | 63 | 68 | 73 | 77 | 80 | 83 | 85 | 87 | 88 | NULL
477 | COM7 | USACE - Galveston | Dentist's Office, structure | 0 | 0 | 0 | 0 | 7 | 35 | 35 | 35 | 35 | 35 | 35 | 36 | 37 | 38 | 39 | 41 | 42 | 44 | 45 | 47 | 49 | 51 | 53 | 55 | 57 | 59 | 61 | 63 | 65 | NULL
478 | COM7 | USACE - Galveston | Chiropractic Clinic, structure | 0 | 0 | 0 | 0 | 0 | 1 | 2 | 2 | 3 | 4 | 6 | 8 | 11 | 14 | 17 | 21 | 25 | 29 | 33 | 38 | 42 | 47 | 51 | 56 | 60 | 65 | 69 | 74 | 78 | NULL
479 | COM7 | USACE - Galveston | X-Ray Service, structure | 0 | 0 | 0 | 0 | 0 | 5 | 7 | 12 | 13 | 14 | 15 | 15 | 15 | 15 | 15 | 18 | 19 | 20 | 21 | 22 | 23 | 24 | 25 | 26 | 27 | 28 | 29 | 30 | 31 | NULL
480 | COM7 | USACE - Wilmington | Medical Clinic, structure | 0 | 0 | 0 | 0 | 7 | 16 | 27 | 37 | 42 | 47 | 49 | 52 | 55 | 57 | 59 | 62 | 64 | 66 | 68 | 70 | 72 | 74 | 76 | 78 | 80 | 82 | 84 | 86 | 88 | NULL
481 | COM7 | USACE - Wilmington | Doctor's Office, structure | 0 | 0 | 0 | 0 | 2 | 7 | 17 | 26 | 34 | 43 | 51 | 58 | 65 | 71 | 77 | 82 | 86 | 90 | 95 | 100 | 100 | 100 | 100 | 100 | 100 | 100 | 100 | 100 | 100 | NULL
482 | COM7 | USACE - Wilmington | Dentist's Office, structure | 0 | 0 | 0 | 0 | 2 | 5 | 9 | 16 | 25 | 36 | 50 | 66 | 78 | 82 | 84 | 85 | 87 | 88 | 89 | 90 | 91 | 92 | 93 | 94 | 95 | 96 | 97 | 98 | 99 | NULL
483 | COM7 | USACE - New Orleans | Medical Office, structure, salt water, long duration | 0 | 0 | 0 | 0 | 0 | 43 | 64 | 100 | 100 | 100 | 100 | 100 | 100 | 100 | 100 | 100 | 100 | 100 | 100 | 100 | 100 | 100 | 100 | 100 | 100 | 100 | 100 | 100 | 100 | NULL
484 | COM7 | USACE - New Orleans | Medical Office, structure, salt water, short duration | 0 | 0 | 0 | 0 | 0 | 19 | 39 | 75 | 92 | 94 | 100 | 100 | 100 | 100 | 100 | 100 | 100 | 100 | 100 | 100 | 100 | 100 | 100 | 100 | 100 | 100 | 100 | 100 | 100 | NULL
485 | COM7 | USACE - New Orleans | Medical Office, structure, fresh water, long duration | 0 | 0 | 0 | 0 | 0 | 28 | 42 | 66 | 81 | 83 | 91 | 92 | 92 | 92 | 92 | 92 | 92 | 92 | 92 | 92 | 92 | 92 | 92 | 92 | 92 | 92 | 92 | 92 | 92 | NULL
486 | COM7 | USACE - New Orleans | Medical Office, structure, fresh water, short duration | 0 | 0 | 0 | 0 | 0 | 16 | 34 | 65 | 80 | 82 | 90 | 92 | 92 | 92 | 92 | 92 | 92 | 92 | 92 | 92 | 92 | 92 | 92 | 92 | 92 | 92 | 92 | 92 | 92 | NULL
487 | COM7 | USACE - New Orleans | Medical Office, structure, composite water & duration | 0 | 0 | 0 | 0 | 0 | 31 | 52 | 65 | 73 | 79 | 82 | 84 | 86 | 88 | 89 | 91 | 92 | 95 | 96 | 98 | 100 | 100 | 100 | 100 | 100 | 100 | 100 | 100 | 100 | NULL
488 | COM7 | USACE - New Orleans | Dentist's Office, structure, salt water, long duration | 0 | 0 | 0 | 0 | 0 | 43 | 64 | 100 | 100 | 100 | 100 | 100 | 100 | 100 | 100 | 100 | 100 | 100 | 100 | 100 | 100 | 100 | 100 | 100 | 100 | 100 | 100 | 100 | 100 | NULL
489 | COM7 | USACE - New Orleans | Dentist's Office, structure, salt water, short duration | 0 | 0 | 0 | 0 | 0 | 19 | 39 | 75 | 92 | 94 | 100 | 100 | 100 | 100 | 100 | 100 | 100 | 100 | 100 | 100 | 100 | 100 | 100 | 100 | 100 | 100 | 100 | 100 | 100 | NULL
490 | COM7 | USACE - New Orleans | Dentist's Office, structure, fresh water, long duration | 0 | 0 | 0 | 0 | 0 | 28 | 42 | 66 | 81 | 83 | 91 | 92 | 92 | 92 | 92 | 92 | 92 | 92 | 92 | 92 | 92 | 92 | 92 | 92 | 92 | 92 | 92 | 92 | 92 | NULL
491 | COM7 | USACE - New Orleans | Dentist's Office, structure, fresh water, short duration | 0 | 0 | 0 | 0 | 0 | 16 | 34 | 65 | 80 | 82 | 90 | 92 | 92 | 92 | 92 | 92 | 92 | 92 | 92 | 92 | 92 | 92 | 92 | 92 | 92 | 92 | 92 | 92 | 92 | NULL
492 | COM7 | USACE - New Orleans | Dentist's Office, structure, composite water & duration | 0 | 0 | 0 | 0 | 0 | 31 | 52 | 65 | 73 | 79 | 82 | 84 | 86 | 88 | 89 | 91 | 92 | 95 | 96 | 98 | 100 | 100 | 100 | 100 | 100 | 100 | 100 | 100 | 100 | NULL
493 | COM8 | USACE - Galveston | Average Entertainment/Recreation, Structure | 0 | 0 | 0 | 0 | 1 | 9 | 11 | 12 | 14 | 16 | 18 | 20 | 22 | 26 | 29 | 33 | 37 | 41 | 45 | 50 | 53 | 57 | 60 | 63 | 66 | 69 | 73 | 76 | 78 | NULL
494 | COM8 | USACE - Galveston | Fishing Party Boat, structure | 0 | 0 | 0 | 0 | 10 | 20 | 20 | 20 | 20 | 20 | 20 | 20 | 20 | 20 | 20 | 20 | 20 | 20 | 20 | 20 | 20 | 20 | 20 | 20 | 20 | 20 | 20 | 20 | 20 | NULL
495 | COM8 | USACE - Galveston | Bowling Alley, structure | 0 | 0 | 0 | 0 | 0 | 4 | 7 | 11 | 15 | 19 | 23 | 27 | 31 | 35 | 39 | 44 | 49 | 53 | 53 | 61 | 65 | 69 | 73 | 77 | 81 | 85 | 89 | 93 | 97 | NULL
496 | COM8 | USACE - Galveston | Country Club, structure | 0 | 0 | 0 | 0 | 0 | 7 | 8 | 8 | 9 | 10 | 11 | 12 | 13 | 14 | 15 | 18 | 21 | 24 | 28 | 33 | 38 | 44 | 50 | 57 | 64 | 71 | 78 | 85 | 92 | NULL
497 | COM8 | USACE - Galveston | Private Golf Course, structure | 0 | 0 | 0 | 0 | 0 | 1 | 4 | 6 | 8 | 9 | 11 | 14 | 17 | 21 | 26 | 31 | 37 | 43 | 50 | 57 | 63 | 68 | 73 | 77 | 81 | 85 | 89 | 93 | 97 | NULL
498 | COM8 | USACE - Galveston | Physical Fitness, structure | 0 | 0 | 0 | 0 | 0 | 18 | 20 | 20 | 20 | 20 | 20 | 22 | 27 | 33 | 39 | 44 | 49 | 53 | 58 | 62 | 66 | 69 | 73 | 77 | 81 | 85 | 89 | 93 | 97 | NULL
499 | COM8 | USACE - Galveston | Private Pool, structure | 0 | 0 | 0 | 0 | 0 | 7 | 7 | 7 | 7 | 7 | 7 | 7 | 7 | 7 | 7 | 7 | 7 | 7 | 7 | 7 | 7 | 7 | 7 | 7 | 7 | 7 | 7 | 7 | 7 | NULL
500 | COM8 | USACE - Galveston | Private Club, structure | 0 | 0 | 0 | 0 | 0 | 5 | 8 | 8 | 9 | 9 | 9 | 10 | 12 | 14 | 17 | 21 | 26 | 32 | 40 | 50 | 58 | 64 | 70 | 75 | 80 | 84 | 88 | 92 | 96 | NULL
501 | COM8 | USACE - Galveston | Recreation Facilities, structure | 0 | 0 | 0 | 0 | 0 | 0 | 0 | 2 | 5 | 10 | 10 | 15 | 15 | 20 | 20 | 25 | 25 | 35 | 35 | 45 | 45 | 45 | 45 | 45 | 45 | 45 | 45 | 45 | 45 | NULL
502 | COM8 | USACE - Galveston | Tavern, structure | 0 | 0 | 0 | 0 | 0 | 15 | 18 | 20 | 22 | 24 | 27 | 31 | 34 | 38 | 42 | 46 | 50 | 54 | 58 | 62 | 66 | 70 | 73 | 77 | 81 | 85 | 89 | 93 | 97 | NULL
503 | COM8 | USACE - Galveston | Telephone Exchange, structure | 0 | 0 | 0 | 0 | 0 | 12 | 14 | 17 | 19 | 23 | 27 | 31 | 35 | 40 | 45 | 50 | 55 | 59 | 63 | 67 | 71 | 74 | 77 | 80 | 83 | 86 | 89 | 92 | 95 | NULL
504 | COM8 | USACE - Galveston | Cafeteria Restaurant, structure | 0 | 0 | 0 | 0 | 0 | 15 | 18 | 20 | 23 | 25 | 27 | 28 | 30 | 33 | 37 | 43 | 50 | 58 | 64 | 68 | 72 | 76 | 80 | 84 | 88 | 92 | 96 | 100 | 100 | NULL
505 | COM8 | USACE - Galveston | Drive-In Restaurant, structure | 0 | 0 | 0 | 0 | 0 | 2 | 4 | 7 | 10 | 14 | 18 | 23 | 28 | 33 | 39 | 44 | 50 | 56 | 61 | 66 | 70 | 73 | 77 | 80 | 84 | 87 | 91 | 94 | 98 | NULL
506 | COM8 | USACE - New Orleans | Bowling Alley, structure, salt water, long duration | 0 | 0 | 0 | 0 | 0 | 46 | 75 | 92 | 99 | 100 | 100 | 100 | 100 | 100 | 100 | 100 | 100 | 100 | 100 | 100 | 100 | 100 | 100 | 100 | 100 | 100 | 100 | 100 | 100 | NULL
507 | COM8 | USACE - New Orleans | Bowling Alley, structure, salt water, short duration | 0 | 0 | 0 | 0 | 0 | 25 | 50 | 80 | 96 | 98 | 99 | 100 | 100 | 100 | 100 | 100 | 100 | 100 | 100 | 100 | 100 | 100 | 100 | 100 | 100 | 100 | 100 | 100 | 100 | NULL
508 | COM8 | USACE - New Orleans | Bowling Alley, structure, fresh water, long duration | 0 | 0 | 0 | 0 | 0 | 41 | 68 | 84 | 92 | 95 | 96 | 98 | 98 | 98 | 98 | 98 | 98 | 98 | 98 | 98 | 98 | 98 | 98 | 98 | 98 | 98 | 98 | 98 | 98 | NULL
509 | COM8 | USACE - New Orleans | Bowling Alley, structure, fresh water, short duration | 0 | 0 | 0 | 0 | 0 | 24 | 48 | 77 | 91 | 94 | 94 | 97 | 97 | 97 | 97 | 97 | 97 | 97 | 97 | 97 | 97 | 97 | 97 | 97 | 97 | 97 | 97 | 97 | 97 | NULL
510 | COM8 | USACE - New Orleans | Bowling Alley, structure, composite water & duration | 0 | 0 | 0 | 0 | 0 | 26 | 54 | 68 | 83 | 88 | 95 | 97 | 98 | 98 | 99 | 99 | 100 | 100 | 100 | 100 | 100 | 100 | 100 | 100 | 100 | 100 | 100 | 100 | 100 | NULL
511 | COM8 | USACE - New Orleans | Fast Food Restaurant, structure, salt water, long duration | 0 | 0 | 0 | 0 | 0 | 46 | 75 | 92 | 99 | 100 | 100 | 100 | 100 | 100 | 100 | 100 | 100 | 100 | 100 | 100 | 100 | 100 | 100 | 100 | 100 | 100 | 100 | 100 | 100 | NULL
512 | COM8 | USACE - New Orleans | Fast Food Restaurant, structure, salt water, short duration | 0 | 0 | 0 | 0 | 0 | 25 | 50 | 80 | 96 | 98 | 99 | 100 | 100 | 100 | 100 | 100 | 100 | 100 | 100 | 100 | 100 | 100 | 100 | 100 | 100 | 100 | 100 | 100 | 100 | NULL
513 | COM8 | USACE - New Orleans | Fast Food Restaurant, structure, fresh water, long duration | 0 | 0 | 0 | 0 | 0 | 41 | 68 | 84 | 92 | 95 | 96 | 98 | 98 | 98 | 98 | 98 | 98 | 98 | 98 | 98 | 98 | 98 | 98 | 98 | 98 | 98 | 98 | 98 | 98 | NULL
514 | COM8 | USACE - New Orleans | Fast Food Restaurant, structure, fresh water, short duration | 0 | 0 | 0 | 0 | 0 | 24 | 48 | 77 | 91 | 94 | 94 | 97 | 97 | 97 | 97 | 97 | 97 | 97 | 97 | 97 | 97 | 97 | 97 | 97 | 97 | 97 | 97 | 97 | 97 | NULL
515 | COM8 | USACE - New Orleans | Fast Food Restaurant, structure, composite water & duration | 0 | 0 | 0 | 0 | 0 | 26 | 54 | 68 | 83 | 88 | 95 | 97 | 98 | 98 | 99 | 99 | 100 | 100 | 100 | 100 | 100 | 100 | 100 | 100 | 100 | 100 | 100 | 100 | 100 | NULL
516 | COM8 | USACE - New Orleans | Full-Service Restaurant, structure, salt water, long duration | 0 | 0 | 0 | 0 | 0 | 46 | 75 | 92 | 99 | 100 | 100 | 100 | 100 | 100 | 100 | 100 | 100 | 100 | 100 | 100 | 100 | 100 | 100 | 100 | 100 | 100 | 100 | 100 | 100 | NULL
517 | COM8 | USACE - New Orleans | Full-Service Restaurant, structure, salt water, short duration | 0 | 0 | 0 | 0 | 0 | 25 | 50 | 80 | 96 | 98 | 99 | 100 | 100 | 100 | 100 | 100 | 100 | 100 | 100 | 100 | 100 | 100 | 100 | 100 | 100 | 100 | 100 | 100 | 100 | NULL
518 | COM8 | USACE - New Orleans | Full-Service Restaurant, structure, fresh water, long duration | 0 | 0 | 0 | 0 | 0 | 41 | 68 | 84 | 92 | 95 | 96 | 98 | 98 | 98 | 98 | 98 | 98 | 98 | 98 | 98 | 98 | 98 | 98 | 98 | 98 | 98 | 98 | 98 | 98 | NULL
519 | COM8 | USACE - New Orleans | Full-Service Restaurant, structure, fresh water, short duration | 0 | 0 | 0 | 0 | 0 | 24 | 48 | 77 | 91 | 94 | 94 | 97 | 97 | 97 | 97 | 97 | 97 | 97 | 97 | 97 | 97 | 97 | 97 | 97 | 97 | 97 | 97 | 97 | 97 | NULL
520 | COM8 | USACE - New Orleans | Full-Service Restaurant, structure, composite water & duration | 0 | 0 | 0 | 0 | 0 | 26 | 54 | 68 | 83 | 88 | 95 | 97 | 98 | 98 | 99 | 99 | 100 | 100 | 100 | 100 | 100 | 100 | 100 | 100 | 100 | 100 | 100 | 100 | 100 | NULL
521 | COM8 | USACE - New Orleans | Lounge, structure, salt water, long duration | 0 | 0 | 0 | 0 | 0 | 46 | 75 | 92 | 99 | 100 | 100 | 100 | 100 | 100 | 100 | 100 | 100 | 100 | 100 | 100 | 100 | 100 | 100 | 100 | 100 | 100 | 100 | 100 | 100 | NULL
522 | COM8 | USACE - New Orleans | Lounge, structure, salt water, short duration | 0 | 0 | 0 | 0 | 0 | 25 | 50 | 80 | 96 | 98 | 99 | 100 | 100 | 100 | 100 | 100 | 100 | 100 | 100 | 100 | 100 | 100 | 100 | 100 | 100 | 100 | 100 | 100 | 100 | NULL
523 | COM8 | USACE - New Orleans | Lounge, structure, fresh water, long duration | 0 | 0 | 0 | 0 | 0 | 41 | 68 | 84 | 92 | 95 | 96 | 98 | 98 | 98 | 98 | 98 | 98 | 98 | 98 | 98 | 98 | 98 | 98 | 98 | 98 | 98 | 98 | 98 | 98 | NULL
524 | COM8 | USACE - New Orleans | Lounge, structure, fresh water, short duration | 0 | 0 | 0 | 0 | 0 | 24 | 48 | 77 | 91 | 94 | 94 | 97 | 97 | 97 | 97 | 97 | 97 | 97 | 97 | 97 | 97 | 97 | 97 | 97 | 97 | 97 | 97 | 97 | 97 | NULL
525 | COM8 | USACE - New Orleans | Lounge, structure, composite water & duration | 0 | 0 | 0 | 0 | 0 | 26 | 54 | 68 | 83 | 88 | 95 | 97 | 98 | 98 | 99 | 99 | 100 | 100 | 100 | 100 | 100 | 100 | 100 | 100 | 100 | 100 | 100 | 100 | 100 | NULL
526 | COM8 | USACE - St. Paul | Recreation, structure, fresh water | 0 | 0 | 0 | 0 | 5 | 12 | 17 | 20 | 21 | 22 | 22 | 23 | 25 | 27 | 31 | 35 | 39 | 42 | 42 | 42 | 42 | 42 | 42 | 42 | 42 | 42 | 42 | 42 | 42 | NULL
527 | COM8 | USACE - Wilmington | Bowling Alley, structure | 0 | 0 | 0 | 0 | 24 | 30 | 33 | 35 | 39 | 46 | 55 | 62 | 68 | 72 | 75 | 79 | 81 | 83 | 85 | 87 | 89 | 91 | 93 | 95 | 97 | 99 | 100 | 100 | 100 | NULL
528 | COM8 | USACE - Wilmington | Private Club, structure | 0 | 0 | 0 | 0 | 6 | 19 | 33 | 44 | 49 | 53 | 57 | 61 | 66 | 70 | 74 | 78 | 83 | 87 | 91 | 95 | 99 | 100 | 100 | 100 | 100 | 100 | 100 | 100 | 100 | NULL
529 | COM8 | USACE - Wilmington | T.V. Station, structure | 0 | 0 | 0 | 0 | 3 | 6 | 9 | 11 | 14 | 17 | 20 | 23 | 27 | 30 | 34 | 37 | 41 | 44 | 47 | 50 | 53 | 56 | 59 | 62 | 65 | 68 | 71 | 74 | 77 | NULL
530 | COM8 | USACE - Wilmington | Tavern, structure | 0 | 0 | 0 | 0 | 3 | 13 | 46 | 63 | 67 | 68 | 69 | 70 | 72 | 73 | 74 | 75 | 76 | 77 | 78 | 79 | 80 | 81 | 82 | 83 | 84 | 85 | 86 | 87 | 88 | NULL
531 | COM8 | USACE - Wilmington | Restaurant, structure | 0 | 0 | 0 | 0 | 8 | 20 | 32 | 43 | 52 | 59 | 66 | 73 | 79 | 83 | 86 | 89 | 93 | 96 | 97 | 98 | 99 | 100 | 100 | 100 | 100 | 100 | 100 | 100 | 100 | NULL
532 | COM9 | USACE - Galveston | Average theatre, Structure | 0 | 0 | 0 | 0 | 0 | 2 | 4 | 5 | 5 | 5 | 6 | 8 | 10 | 12 | 15 | 20 | 24 | 29 | 35 | 42 | 49 | 56 | 62 | 68 | 74 | 80 | 86 | 92 | 98 | NULL
533 | COM9 | USACE - Galveston | Private Hall, structure | 0 | 0 | 0 | 0 | 0 | 1 | 5 | 5 | 5 | 5 | 6 | 8 | 9 | 11 | 14 | 18 | 22 | 28 | 34 | 42 | 50 | 58 | 64 | 70 | 76 | 82 | 88 | 94 | 100 | NULL
534 | COM9 | USACE - Galveston | Indoor Theater, structure | 0 | 0 | 0 | 0 | 0 | 2 | 3 | 4 | 4 | 4 | 5 | 7 | 10 | 13 | 16 | 21 | 25 | 30 | 36 | 41 | 47 | 53 | 60 | 66 | 72 | 78 | 84 | 90 | 96 | NULL
535 | COM9 | USACE - New Orleans | Movie Theater, structure, salt water, long duration | 0 | 0 | 0 | 0 | 0 | 46 | 75 | 92 | 99 | 100 | 100 | 100 | 100 | 100 | 100 | 100 | 100 | 100 | 100 | 100 | 100 | 100 | 100 | 100 | 100 | 100 | 100 | 100 | 100 | NULL
536 | COM9 | USACE - New Orleans | Movie Theater, structure, salt water, short duration | 0 | 0 | 0 | 0 | 0 | 25 | 50 | 80 | 96 | 98 | 99 | 100 | 100 | 100 | 100 | 100 | 100 | 100 | 100 | 100 | 100 | 100 | 100 | 100 | 100 | 100 | 100 | 100 | 100 | NULL
537 | COM9 | USACE - New Orleans | Movie Theater, structure, fresh water, long duration | 0 | 0 | 0 | 0 | 0 | 41 | 68 | 84 | 92 | 95 | 96 | 98 | 98 | 98 | 98 | 98 | 98 | 98 | 98 | 98 | 98 | 98 | 98 | 98 | 98 | 98 | 98 | 98 | 98 | NULL
538 | COM9 | USACE - New Orleans | Movie Theater, structure, fresh water, short duration | 0 | 0 | 0 | 0 | 0 | 24 | 48 | 77 | 91 | 94 | 94 | 97 | 97 | 97 | 97 | 97 | 97 | 97 | 97 | 97 | 97 | 97 | 97 | 97 | 97 | 97 | 97 | 97 | 97 | NULL
539 | COM9 | USACE - New Orleans | Movie Theater, structure, composite water & duration | 0 | 0 | 0 | 0 | 0 | 26 | 54 | 68 | 83 | 88 | 95 | 97 | 98 | 98 | 99 | 99 | 100 | 100 | 100 | 100 | 100 | 100 | 100 | 100 | 100 | 100 | 100 | 100 | 100 | NULL
540 | COM9 | USACE - Wilmington | Organization Hall, structure | 0 | 0 | 0 | 0 | 2 | 3 | 6 | 11 | 18 | 23 | 30 | 36 | 43 | 50 | 57 | 63 | 70 | 76 | 82 | 88 | 94 | 100 | 100 | 100 | 100 | 100 | 100 | 100 | 100 | NULL
541 | COM9 | USACE - Wilmington | Theater, Structure | 0 | 0 | 0 | 0 | 2 | 8 | 16 | 21 | 22 | 23 | 24 | 25 | 25 | 25 | 25 | 26 | 26 | 27 | 27 | 27 | 27 | 27 | 27 | 27 | 27 | 27 | 27 | 27 | 27 | NULL
542 | COM9 | USACE - Wilmington | Drive-In Theater, structure | 0 | 0 | 0 | 0 | 1 | 1 | 2 | 3 | 6 | 9 | 13 | 17 | 21 | 24 | 28 | 32 | 35 | 39 | 42 | 45 | 48 | 51 | 54 | 57 | 60 | 63 | 66 | 69 | 72 | NULL
543 | COM10 | USACE - Galveston | Garage, structure | 0 | 0 | 0 | 0 | 0 | 3 | 5 | 6 | 7 | 8 | 10 | 13 | 17 | 21 | 25 | 30 | 35 | 41 | 47 | 52 | 58 | 65 | 71 | 76 | 81 | 86 | 91 | 96 | 100 | NULL
544 | COM10 | USACE - Wilmington | Garage, structure | 0 | 0 | 0 | 0 | 3 | 7 | 12 | 17 | 20 | 24 | 28 | 32 | 37 | 41 | 46 | 51 | 55 | 59 | 64 | 68 | 72 | 76 | 80 | 84 | 88 | 92 | 96 | 100 | 100 | NULL
545 | IND1 | USACE - Galveston | Average heavy industrial, Structure | 0 | 0 | 0 | 0 | 1 | 10 | 12 | 15 | 19 | 22 | 26 | 30 | 35 | 39 | 42 | 48 | 50 | 51 | 53 | 54 | 55 | 55 | 56 | 56 | 57 | 57 | 57 | 58 | 58 | NULL
546 | IND1 | USACE - Galveston | Boiler Building, structure | 0 | 0 | 0 | 0 | 0 | 1 | 1 | 3 | 5 | 8 | 12 | 16 | 21 | 26 | 32 | 38 | 45 | 45 | 45 | 45 | 45 | 45 | 45 | 45 | 45 | 45 | 45 | 45 | 45 | NULL
547 | IND1 | USACE - Galveston | Cabinet Shop Mfg, structure | 0 | 0 | 0 | 0 | 0 | 20 | 22 | 24 | 26 | 28 | 30 | 35 | 40 | 43 | 46 | 50 | 50 | 50 | 50 | 50 | 50 | 50 | 50 | 50 | 50 | 50 | 50 | 50 | 50 | NULL
548 | IND1 | USACE - Galveston | Concrete Mfg, structure | 0 | 0 | 0 | 0 | 0 | 30 | 30 | 30 | 30 | 30 | 30 | 30 | 30 | 30 | 30 | 30 | 30 | 30 | 30 | 30 | 30 | 30 | 30 | 30 | 30 | 30 | 30 | 30 | 30 | NULL
549 | IND1 | USACE - Galveston | Door Mfg, structure | 0 | 0 | 0 | 0 | 0 | 14 | 22 | 26 | 29 | 32 | 33 | 34 | 35 | 35 | 35 | 35 | 41 | 43 | 45 | 47 | 49 | 51 | 53 | 53 | 53 | 53 | 53 | 53 | 53 | NULL
550 | IND1 | USACE - Galveston | Fabrication Shop, structure | 0 | 0 | 0 | 0 | 0 | 2 | 5 | 10 | 15 | 20 | 25 | 30 | 35 | 40 | 50 | 75 | 75 | 75 | 75 | 75 | 75 | 75 | 75 | 75 | 75 | 75 | 75 | 75 | 75 | NULL
551 | IND1 | USACE - Galveston | Heat Exchanger Mfg, structure | 0 | 0 | 0 | 0 | 0 | 3 | 4 | 5 | 6 | 7 | 7 | 7 | 7 | 7 | 7 | 8 | 9 | 9 | 10 | 10 | 10 | 11 | 11 | 12 | 12 | 13 | 13 | 14 | 14 | NULL
552 | IND1 | USACE - Galveston | Lumber Mill, structure | 0 | 0 | 0 | 0 | 0 | 3 | 5 | 8 | 10 | 13 | 15 | 18 | 20 | 23 | 25 | 28 | 30 | 33 | 35 | 38 | 40 | 43 | 45 | 48 | 50 | 53 | 55 | 58 | 60 | NULL
553 | IND1 | USACE - Galveston | Heavy Machine Shop, structure | 0 | 0 | 0 | 0 | 0 | 1 | 1 | 1 | 3 | 5 | 8 | 12 | 16 | 21 | 26 | 32 | 38 | 40 | 40 | 40 | 40 | 40 | 40 | 40 | 40 | 40 | 40 | 40 | 40 | NULL
554 | IND1 | USACE - Galveston | Metal Coatings Services, structure | 0 | 0 | 0 | 0 | 0 | 18 | 25 | 25 | 25 | 25 | 25 | 25 | 25 | 25 | 25 | 26 | 27 | 27 | 28 | 28 | 28 | 29 | 29 | 29 | 30 | 30 | 30 | 30 | 30 | NULL
555 | IND1 | USACE - Galveston | Pipe Threader Facility, structure | 0 | 0 | 0 | 0 | 0 | 1 | 5 | 10 | 10 | 10 | 20 | 30 | 50 | 50 | 50 | 75 | 75 | 75 | 90 | 90 | 90 | 90 | 90 | 90 | 90 | 90 | 90 | 90 | 90 | NULL
556 | IND1 | USACE - Galveston | Metal Recycling, structure | 0 | 0 | 0 | 0 | 0 | 5 | 10 | 20 | 40 | 50 | 60 | 70 | 80 | 100 | 100 | 100 | 100 | 100 | 100 | 100 | 100 | 100 | 100 | 100 | 100 | 100 | 100 | 100 | 100 | NULL
557 | IND1 | USACE - Galveston | Research Lab-Machine, structure | 0 | 0 | 0 | 0 | 0 | 12 | 14 | 17 | 19 | 23 | 27 | 31 | 35 | 40 | 45 | 50 | 55 | 60 | 60 | 70 | 70 | 70 | 70 | 70 | 70 | 70 | 70 | 70 | 70 | NULL
558 | IND1 | USACE - Galveston | Welding-Machine, structure | 0 | 0 | 0 | 0 | 17 | 17 | 17 | 17 | 23 | 32 | 45 | 55 | 61 | 66 | 69 | 73 | 76 | 78 | 80 | 82 | 85 | 86 | 87 | 89 | 90 | 91 | 92 | 93 | 94 | NULL
559 | IND2 | USACE - Galveston | Average light industrial, structure | 0 | 0 | 0 | 0 | 1 | 9 | 14 | 17 | 22 | 26 | 30 | 32 | 35 | 37 | 39 | 43 | 46 | 48 | 50 | 51 | 54 | 55 | 57 | 59 | 60 | 62 | 63 | 65 | 66 | NULL
560 | IND2 | USACE - Galveston | Battery Mfg, structure | 0 | 0 | 0 | 0 | 0 | 3 | 3 | 3 | 4 | 5 | 8 | 10 | 17 | 23 | 31 | 40 | 48 | 48 | 52 | 52 | 55 | 55 | 55 | 55 | 55 | 55 | 55 | 55 | 55 | NULL
561 | IND2 | USACE - Galveston | Cooling Tower, structure | 0 | 0 | 0 | 0 | 0 | 10 | 20 | 20 | 50 | 50 | 60 | 60 | 75 | 75 | 80 | 80 | 80 | 80 | 80 | 80 | 80 | 80 | 80 | 80 | 80 | 80 | 80 | 80 | 80 | NULL
562 | IND2 | USACE - Galveston | Electronic Equip Mfg, structure | 0 | 0 | 0 | 0 | 0 | 13 | 20 | 24 | 27 | 28 | 30 | 30 | 30 | 30 | 30 | 32 | 33 | 34 | 34 | 35 | 36 | 36 | 37 | 38 | 39 | 40 | 41 | 42 | 43 | NULL
563 | IND2 | USACE - Galveston | Frame Shop, structure | 0 | 0 | 0 | 0 | 0 | 20 | 22 | 24 | 26 | 28 | 30 | 35 | 40 | 43 | 46 | 50 | 50 | 50 | 50 | 50 | 50 | 50 | 50 | 50 | 50 | 50 | 50 | 50 | 50 | NULL
564 | IND2 | USACE - Galveston | Furniture Mfg, structure | 0 | 0 | 0 | 0 | 0 | 0 | 20 | 24 | 28 | 32 | 38 | 42 | 46 | 48 | 50 | 50 | 50 | 50 | 50 | 50 | 50 | 50 | 50 | 50 | 50 | 50 | 50 | 50 | 50 | NULL
565 | IND2 | USACE - Galveston | Instrument Mfg, structure | 0 | 0 | 0 | 0 | 0 | 5 | 8 | 12 | 14 | 16 | 17 | 19 | 20 | 20 | 20 | 24 | 26 | 28 | 29 | 31 | 33 | 34 | 36 | 38 | 40 | 42 | 44 | 46 | 48 | NULL
566 | IND2 | USACE - Galveston | Leather Goods Mfg, structure | 0 | 0 | 0 | 0 | 0 | 7 | 12 | 16 | 20 | 23 | 26 | 27 | 29 | 30 | 25 | 30 | 31 | 33 | 35 | 36 | 38 | 40 | 41 | 43 | 45 | 47 | 49 | 51 | 53 | NULL
567 | IND2 | USACE - Galveston | Industrial Loading Dock, structure | 0 | 0 | 0 | 0 | 0 | 1 | 1 | 1 | 3 | 3 | 5 | 8 | 12 | 16 | 21 | 26 | 32 | 38 | 45 | 51 | 58 | 65 | 73 | 80 | 87 | 94 | 100 | 100 | 100 | NULL
568 | IND2 | USACE - Galveston | Locker Bldg, structure | 0 | 0 | 0 | 0 | 0 | 25 | 25 | 25 | 25 | 30 | 30 | 30 | 30 | 30 | 35 | 35 | 35 | 35 | 35 | 35 | 40 | 40 | 40 | 40 | 40 | 40 | 40 | 40 | 40 | NULL
569 | IND2 | USACE - Galveston | Maint Bldg-Mfg Facility, structure | 0 | 0 | 0 | 0 | 0 | 5 | 10 | 20 | 30 | 50 | 70 | 70 | 70 | 70 | 70 | 70 | 80 | 80 | 80 | 80 | 80 | 80 | 80 | 80 | 80 | 80 | 80 | 80 | 80 | NULL
570 | IND2 | USACE - Galveston | Newspaper Print Plant, structure | 0 | 0 | 0 | 0 | 0 | 2 | 3 | 4 | 5 | 6 | 7 | 8 | 8 | 9 | 11 | 14 | 19 | 24 | 31 | 40 | 50 | 60 | 67 | 73 | 79 | 84 | 89 | 94 | 99 | NULL
571 | IND2 | USACE - Galveston | Newspaper Sales Office, structure | 0 | 0 | 0 | 0 | 10 | 15 | 18 | 24 | 25 | 25 | 26 | 27 | 28 | 31 | 33 | 36 | 40 | 43 | 47 | 52 | 56 | 60 | 65 | 70 | 75 | 80 | 85 | 90 | 95 | NULL
572 | IND2 | USACE - Galveston | Office-Manuf Facility, structure | 0 | 0 | 0 | 0 | 0 | 2 | 10 | 15 | 28 | 32 | 39 | 43 | 44 | 45 | 51 | 58 | 62 | 65 | 65 | 65 | 65 | 65 | 65 | 65 | 65 | 65 | 65 | 65 | 65 | NULL
573 | IND2 | USACE - Galveston | Commercial Printing, structure | 0 | 0 | 0 | 0 | 0 | 20 | 23 | 26 | 29 | 32 | 35 | 39 | 42 | 45 | 47 | 50 | 60 | 60 | 60 | 60 | 60 | 60 | 60 | 60 | 60 | 60 | 60 | 60 | 60 | NULL
574 | IND2 | USACE - Wilmington | Newspaper, structure | 0 | 0 | 0 | 0 | 2 | 7 | 12 | 19 | 25 | 30 | 36 | 41 | 46 | 51 | 56 | 61 | 66 | 71 | 76 | 81 | 86 | 91 | 96 | 100 | 100 | 100 | 100 | 100 | 100 | NULL
575 | IND3 | USACE - Galveston | Average Food/Drug/Chem, Structure | 0 | 0 | 0 | 0 | 0 | 13 | 14 | 19 | 22 | 25 | 28 | 30 | 33 | 34 | 36 | 39 | 40 | 42 | 42 | 43 | 43 | 44 | 44 | 44 | 44 | 44 | 45 | 45 | 45 | NULL
576 | IND3 | USACE - Galveston | Chemical Plant, structure | 0 | 0 | 0 | 0 | 0 | 15 | 15 | 17 | 20 | 25 | 30 | 35 | 40 | 40 | 40 | 40 | 40 | 40 | 40 | 40 | 40 | 40 | 40 | 40 | 40 | 40 | 40 | 40 | 40 | NULL
577 | IND3 | USACE - Galveston | Chemical Plant Bonding, structure | 0 | 0 | 0 | 0 | 0 | 65 | 65 | 100 | 100 | 100 | 100 | 100 | 100 | 100 | 100 | 100 | 100 | 100 | 100 | 100 | 100 | 100 | 100 | 100 | 100 | 100 | 100 | 100 | 100 | NULL
578 | IND3 | USACE - Galveston | Chemical refinery, structure | 0 | 0 | 0 | 0 | 0 | 9 | 9 | 9 | 9 | 10 | 11 | 12 | 13 | 13 | 13 | 13 | 13 | 13 | 13 | 13 | 13 | 13 | 13 | 13 | 13 | 13 | 13 | 13 | 13 | NULL
579 | IND3 | USACE - Galveston | Feed Mill, structure | 0 | 0 | 0 | 0 | 0 | 0 | 0 | 0 | 20 | 23 | 27 | 30 | 33 | 37 | 40 | 43 | 47 | 50 | 53 | 57 | 60 | 60 | 60 | 60 | 60 | 60 | 60 | 60 | 60 | NULL
580 | IND3 | USACE - Galveston | Food Processor, structure | 0 | 0 | 0 | 0 | 0 | 6 | 6 | 6 | 6 | 10 | 14 | 18 | 20 | 20 | 20 | 20 | 20 | 20 | 20 | 20 | 20 | 20 | 20 | 20 | 20 | 20 | 20 | 20 | 20 | NULL
581 | IND3 | USACE - Galveston | Chemical Laboratory, structure | 0 | 0 | 0 | 0 | 1 | 1 | 3 | 5 | 8 | 12 | 16 | 21 | 26 | 32 | 38 | 45 | 45 | 45 | 45 | 45 | 45 | 45 | 45 | 45 | 45 | 45 | 45 | 45 | 45 | NULL
582 | IND3 | USACE - Galveston | Detergent Manuf. Facility, structure | 0 | 0 | 0 | 0 | 0 | 1 | 1 | 3 | 5 | 8 | 12 | 16 | 21 | 26 | 32 | 38 | 45 | 50 | 50 | 50 | 50 | 50 | 50 | 50 | 50 | 50 | 50 | 50 | 50 | NULL
583 | IND3 | USACE - Galveston | Meat Packing, structure | 0 | 0 | 0 | 0 | 0 | 20 | 23 | 26 | 29 | 32 | 35 | 38 | 41 | 44 | 47 | 50 | 55 | 56 | 57 | 58 | 60 | 60 | 60 | 60 | 60 | 60 | 60 | 60 | 60 | NULL
584 | IND3 | USACE - Galveston | Oil Storage Tanks, structure | 0 | 0 | 0 | 0 | 0 | 2 | 2 | 2 | 2 | 2 | 2 | 2 | 2 | 2 | 2 | 2 | 2 | 2 | 2 | 2 | 2 | 2 | 2 | 2 | 2 | 2 | 2 | 2 | 2 | NULL
585 | IND3 | USACE - Galveston | Plastic Mfg, structure | 0 | 0 | 0 | 0 | 0 | 12 | 18 | 23 | 24 | 27 | 28 | 29 | 30 | 30 | 30 | 35 | 37 | 39 | 40 | 42 | 44 | 46 | 48 | 49 | 51 | 53 | 55 | 57 | 59 | NULL
586 | IND4 | USACE - Galveston | Average Metals/Minerals processing, structure | 0 | 0 | 0 | 0 | 0 | 10 | 14 | 18 | 22 | 26 | 34 | 41 | 42 | 42 | 45 | 47 | 49 | 50 | 50 | 50 | 50 | 50 | 50 | 50 | 50 | 50 | 50 | 50 | 50 | NULL
587 | IND4 | USACE - Galveston | Foundry, structure | 0 | 0 | 0 | 0 | 0 | 5 | 10 | 20 | 30 | 30 | 50 | 70 | 70 | 70 | 75 | 75 | 80 | 80 | 80 | 80 | 80 | 80 | 80 | 80 | 80 | 80 | 80 | 80 | 80 | NULL
588 | IND4 | USACE - Galveston | Refinery-Lead, structure | 0 | 0 | 0 | 0 | 0 | 2 | 10 | 15 | 20 | 32 | 39 | 43 | 44 | 45 | 51 | 58 | 62 | 65 | 65 | 65 | 65 | 65 | 65 | 65 | 65 | 65 | 65 | 65 | 65 | NULL
589 | IND4 | USACE - Galveston | Sand & Gravel, structure | 0 | 0 | 0 | 0 | 0 | 2 | 4 | 6 | 8 | 10 | 11 | 12 | 13 | 14 | 15 | 15 | 15 | 15 | 15 | 15 | 15 | 15 | 15 | 15 | 15 | 15 | 15 | 15 | 15 | NULL
590 | IND4 | USACE - Galveston | Sheet Metal, structure | 0 | 0 | 0 | 0 | 0 | 30 | 30 | 30 | 30 | 33 | 36 | 39 | 40 | 40 | 40 | 40 | 40 | 40 | 40 | 40 | 40 | 40 | 40 | 40 | 40 | 40 | 40 | 40 | 40 | NULL
591 | IND5 | USACE - Galveston | Average High Technology, structure | 0 | 0 | 0 | 0 | 0 | 13 | 14 | 19 | 22 | 25 | 28 | 30 | 33 | 34 | 36 | 39 | 40 | 42 | 42 | 43 | 43 | 44 | 44 | 44 | 44 | 44 | 45 | 45 | 45 | IND3 Default
592 | IND6 | USACE - Galveston | Average Construction, structure | 0 | 0 | 0 | 0 | 0 | 22 | 31 | 37 | 43 | 47 | 50 | 54 | 57 | 61 | 63 | 64 | 65 | 67 | 68 | 69 | 70 | 71 | 72 | 73 | 74 | 75 | 76 | 76 | 77 | NULL
593 | IND6 | USACE - Galveston | Carpet Tile Flooring, structure | 0 | 0 | 0 | 0 | 0 | 2 | 3 | 4 | 4 | 5 | 7 | 9 | 13 | 18 | 22 | 29 | 35 | 42 | 50 | 57 | 63 | 68 | 73 | 77 | 81 | 84 | 87 | 89 | 91 | NULL
594 | IND6 | USACE - Galveston | Construction Co, structure | 0 | 0 | 0 | 0 | 0 | 0 | 20 | 30 | 40 | 50 | 60 | 70 | 80 | 90 | 100 | 100 | 100 | 100 | 100 | 100 | 100 | 100 | 100 | 100 | 100 | 100 | 100 | 100 | 100 | NULL
595 | IND6 | USACE - Galveston | Contractor Roofing, structure | 0 | 0 | 0 | 0 | 0 | 14 | 21 | 25 | 27 | 28 | 30 | 30 | 30 | 30 | 30 | 32 | 34 | 35 | 36 | 37 | 38 | 39 | 40 | 41 | 42 | 43 | 44 | 45 | 46 | NULL
596 | IND6 | USACE - Galveston | Contractor-Electric, structure | 0 | 0 | 0 | 0 | 0 | 0 | 20 | 25 | 30 | 35 | 40 | 45 | 50 | 60 | 60 | 60 | 60 | 60 | 60 | 60 | 60 | 60 | 60 | 60 | 60 | 60 | 60 | 60 | 60 | NULL
597 | IND6 | USACE - Galveston | Pier Drilling Co, structure | 0 | 0 | 0 | 0 | 0 | 35 | 35 | 35 | 35 | 41 | 47 | 53 | 60 | 60 | 60 | 60 | 60 | 60 | 60 | 60 | 60 | 60 | 60 | 60 | 60 | 60 | 60 | 60 | 60 | NULL
598 | IND6 | USACE - Galveston | Plumbing Co, structure | 0 | 0 | 0 | 0 | 0 | 20 | 32 | 40 | 47 | 53 | 57 | 61 | 64 | 67 | 70 | 72 | 74 | 77 | 78 | 80 | 82 | 84 | 85 | 87 | 89 | 91 | 93 | 95 | 97 | NULL
599 | IND6 | USACE - Galveston | Sandblasting Co, structure | 0 | 0 | 0 | 0 | 0 | 100 | 100 | 100 | 100 | 100 | 100 | 100 | 100 | 100 | 100 | 100 | 100 | 100 | 100 | 100 | 100 | 100 | 100 | 100 | 100 | 100 | 100 | 100 | 100 | NULL
600 | IND6 | USACE - Galveston | Water Well Service, structure | 0 | 0 | 0 | 0 | 0 | 5 | 20 | 40 | 60 | 60 | 60 | 60 | 60 | 60 | 60 | 60 | 60 | 60 | 60 | 60 | 60 | 60 | 60 | 60 | 60 | 60 | 60 | 60 | 60 | NULL
601 | IND6 | USACE - New Orleans | Carpeting Service, structure, salt water, long duration | 0 | 0 | 0 | 0 | 0 | 22 | 29 | 34 | 43 | 51 | 59 | 67 | 75 | 80 | 80 | 80 | 80 | 80 | 80 | 80 | 80 | 80 | 80 | 80 | 80 | 80 | 80 | 80 | 80 | NULL
602 | IND6 | USACE - New Orleans | Carpeting Service, structure, salt water, short duration | 0 | 0 | 0 | 0 | 0 | 13 | 21 | 28 | 33 | 41 | 49 | 56 | 64 | 71 | 76 | 76 | 76 | 76 | 76 | 76 | 76 | 76 | 76 | 76 | 76 | 76 | 76 | 76 | 76 | NULL
603 | IND6 | USACE - New Orleans | Carpeting Service, structure, fresh water, long duration | 0 | 0 | 0 | 0 | 0 | 20 | 27 | 31 | 39 | 46 | 53 | 61 | 68 | 73 | 73 | 73 | 73 | 73 | 73 | 73 | 73 | 73 | 73 | 73 | 73 | 73 | 73 | 73 | 73 | NULL
604 | IND6 | USACE - New Orleans | Carpeting Service, structure, fresh water, short duration | 0 | 0 | 0 | 0 | 0 | 12 | 20 | 27 | 31 | 39 | 46 | 53 | 61 | 68 | 73 | 73 | 73 | 73 | 73 | 73 | 73 | 73 | 73 | 73 | 73 | 73 | 73 | 73 | 73 | NULL
605 | IND6 | USACE - New Orleans | Carpeting Service, structure, composite water & duration | 0 | 0 | 0 | 0 | 0 | 28 | 45 | 55 | 62 | 72 | 78 | 82 | 87 | 90 | 93 | 95 | 96 | 96 | 96 | 96 | 96 | 96 | 96 | 96 | 96 | 96 | 96 | 96 | 96 | NULL
606 | IND6 | USACE - New Orleans | Heating & Air Conditioning Service, structure, salt water, long duration | 0 | 0 | 0 | 0 | 0 | 22 | 29 | 34 | 43 | 51 | 59 | 67 | 75 | 80 | 80 | 80 | 80 | 80 | 80 | 80 | 80 | 80 | 80 | 80 | 80 | 80 | 80 | 80 | 80 | NULL
607 | IND6 | USACE - New Orleans | Heating & Air Conditioning Service, structure, salt water, short duration | 0 | 0 | 0 | 0 | 0 | 13 | 21 | 28 | 33 | 41 | 49 | 56 | 64 | 71 | 76 | 76 | 76 | 76 | 76 | 76 | 76 | 76 | 76 | 76 | 76 | 76 | 76 | 76 | 76 | NULL
608 | IND6 | USACE - New Orleans | Heating & Air Conditioning Service, structure, fresh water, long duration | 0 | 0 | 0 | 0 | 0 | 20 | 27 | 31 | 39 | 46 | 53 | 61 | 68 | 73 | 73 | 73 | 73 | 73 | 73 | 73 | 73 | 73 | 73 | 73 | 73 | 73 | 73 | 73 | 73 | NULL
609 | IND6 | USACE - New Orleans | Heating & Air Conditioning Service, structure, fresh water, short duration | 0 | 0 | 0 | 0 | 0 | 12 | 20 | 27 | 31 | 39 | 46 | 53 | 61 | 68 | 73 | 73 | 73 | 73 | 73 | 73 | 73 | 73 | 73 | 73 | 73 | 73 | 73 | 73 | 73 | NULL
610 | IND6 | USACE - New Orleans | Heating & Air Conditioning Service, structure, composite water & duration | 0 | 0 | 0 | 0 | 0 | 28 | 45 | 55 | 62 | 72 | 78 | 82 | 87 | 90 | 93 | 95 | 96 | 96 | 96 | 96 | 96 | 96 | 96 | 96 | 96 | 96 | 96 | 96 | 96 | NULL
611 | IND6 | USACE - New Orleans | Plumbing Services, structure, salt water, long duration | 0 | 0 | 0 | 0 | 0 | 22 | 29 | 34 | 43 | 51 | 59 | 67 | 75 | 80 | 80 | 80 | 80 | 80 | 80 | 80 | 80 | 80 | 80 | 80 | 80 | 80 | 80 | 80 | 80 | NULL
612 | IND6 | USACE - New Orleans | Plumbing Services, structure, salt water, short duration | 0 | 0 | 0 | 0 | 0 | 13 | 21 | 28 | 33 | 41 | 49 | 56 | 64 | 71 | 76 | 76 | 76 | 76 | 76 | 76 | 76 | 76 | 76 | 76 | 76 | 76 | 76 | 76 | 76 | NULL
613 | IND6 | USACE - New Orleans | Plumbing Services, structure, fresh water, long duration | 0 | 0 | 0 | 0 | 0 | 20 | 27 | 31 | 39 | 46 | 53 | 61 | 68 | 73 | 73 | 73 | 73 | 73 | 73 | 73 | 73 | 73 | 73 | 73 | 73 | 73 | 73 | 73 | 73 | NULL
614 | IND6 | USACE - New Orleans | Plumbing Services, structure, fresh water, short duration | 0 | 0 | 0 | 0 | 0 | 12 | 20 | 27 | 31 | 39 | 46 | 53 | 61 | 68 | 73 | 73 | 73 | 73 | 73 | 73 | 73 | 73 | 73 | 73 | 73 | 73 | 73 | 73 | 73 | NULL
615 | IND6 | USACE - New Orleans | Plumbing Services, structure, composite water & duration | 0 | 0 | 0 | 0 | 0 | 28 | 45 | 55 | 62 | 72 | 78 | 82 | 87 | 90 | 93 | 95 | 96 | 96 | 96 | 96 | 96 | 96 | 96 | 96 | 96 | 96 | 96 | 96 | 96 | NULL
616 | AGR1 | USACE - Galveston | Average Agriculture, structure | 0 | 0 | 0 | 0 | 0 | 6 | 11 | 15 | 19 | 25 | 30 | 35 | 41 | 46 | 51 | 57 | 63 | 70 | 75 | 79 | 82 | 84 | 87 | 89 | 90 | 92 | 93 | 95 | 96 | NULL
617 | AGR1 | USACE - Galveston | Horse Stalls, structure | 0 | 0 | 0 | 0 | 0 | 10 | 19 | 26 | 32 | 40 | 48 | 56 | 64 | 71 | 78 | 85 | 91 | 97 | 100 | 100 | 100 | 100 | 100 | 100 | 100 | 100 | 100 | 100 | 100 | NULL
618 | AGR1 | USACE - Galveston | Veterinary Clinic, structure | 0 | 0 | 0 | 0 | 0 | 1 | 3 | 4 | 6 | 9 | 11 | 14 | 17 | 20 | 24 | 29 | 35 | 42 | 50 | 57 | 63 | 68 | 73 | 77 | 80 | 83 | 86 | 89 | 92 | NULL
619 | AGR1 | USACE - New Orleans | Veterinary Office, structure, salt water, long duration | 0 | 0 | 0 | 0 | 0 | 43 | 64 | 100 | 100 | 100 | 100 | 100 | 100 | 100 | 100 | 100 | 100 | 100 | 100 | 100 | 100 | 100 | 100 | 100 | 100 | 100 | 100 | 100 | 100 | NULL
620 | AGR1 | USACE - New Orleans | Veterinary Office, structure, salt water, short duration | 0 | 0 | 0 | 0 | 0 | 19 | 39 | 75 | 92 | 94 | 100 | 100 | 100 | 100 | 100 | 100 | 100 | 100 | 100 | 100 | 100 | 100 | 100 | 100 | 100 | 100 | 100 | 100 | 100 | NULL
621 | AGR1 | USACE - New Orleans | Veterinary Office, structure, fresh water, long duration | 0 | 0 | 0 | 0 | 0 | 28 | 42 | 66 | 81 | 83 | 91 | 92 | 92 | 92 | 92 | 92 | 92 | 92 | 92 | 92 | 92 | 92 | 92 | 92 | 92 | 92 | 92 | 92 | 92 | NULL
622 | AGR1 | USACE - New Orleans | Veterinary Office, structure, fresh water, short duration | 0 | 0 | 0 | 0 | 0 | 16 | 34 | 65 | 80 | 82 | 90 | 92 | 92 | 92 | 92 | 92 | 92 | 92 | 92 | 92 | 92 | 92 | 92 | 92 | 92 | 92 | 92 | 92 | 92 | NULL
623 | AGR1 | USACE - New Orleans | Veterinary Office, structure, composite water & duration | 0 | 0 | 0 | 0 | 0 | 31 | 52 | 65 | 73 | 79 | 82 | 84 | 86 | 88 | 89 | 91 | 92 | 94 | 96 | 98 | 100 | 100 | 100 | 100 | 100 | 100 | 100 | 100 | 100 | NULL
624 | REL1 | USACE - Galveston | Church, structure | 0 | 0 | 0 | 0 | 0 | 10 | 11 | 11 | 12 | 12 | 13 | 14 | 14 | 15 | 17 | 19 | 24 | 30 | 38 | 45 | 52 | 58 | 64 | 69 | 74 | 78 | 82 | 85 | 88 | NULL
625 | REL1 | USACE - New Orleans | Civic Association, structure, salt water, long duration | 0 | 0 | 0 | 0 | 0 | 85 | 87 | 100 | 100 | 100 | 100 | 100 | 100 | 100 | 100 | 100 | 100 | 100 | 100 | 100 | 100 | 100 | 100 | 100 | 100 | 100 | 100 | 100 | 100 | NULL
626 | REL1 | USACE - New Orleans | Civic Association, structure, salt water, short duration | 0 | 0 | 0 | 0 | 0 | 72 | 72 | 100 | 100 | 100 | 100 | 100 | 100 | 100 | 100 | 100 | 100 | 100 | 100 | 100 | 100 | 100 | 100 | 100 | 100 | 100 | 100 | 100 | 100 | NULL
627 | REL1 | USACE - New Orleans | Civic Association, structure, fresh water, long duration | 0 | 0 | 0 | 0 | 0 | 75 | 76 | 97 | 100 | 100 | 100 | 100 | 100 | 100 | 100 | 100 | 100 | 100 | 100 | 100 | 100 | 100 | 100 | 100 | 100 | 100 | 100 | 100 | 100 | NULL
628 | REL1 | USACE - New Orleans | Civic Association, structure, fresh water, short duration | 0 | 0 | 0 | 0 | 0 | 65 | 65 | 90 | 100 | 100 | 100 | 100 | 100 | 100 | 100 | 100 | 100 | 100 | 100 | 100 | 100 | 100 | 100 | 100 | 100 | 100 | 100 | 100 | 100 | NULL
629 | REL1 | USACE - New Orleans | Civic Association, structure, composite water & duration | 0 | 0 | 0 | 0 | 0 | 25 | 55 | 69 | 79 | 84 | 85 | 85 | 85 | 85 | 90 | 90 | 90 | 92 | 93 | 94 | 95 | 96 | 97 | 98 | 99 | 100 | 100 | 100 | 100 | NULL
630 | REL1 | USACE - Wilmington | Church, structure | 0 | 0 | 0 | 0 | 12 | 17 | 19 | 22 | 25 | 28 | 32 | 37 | 43 | 48 | 53 | 58 | 63 | 68 | 73 | 78 | 83 | 88 | 93 | 98 | 100 | 100 | 100 | 100 | 100 | NULL
631 | GOV1 | USACE - Galveston | Average government services, structure | 0 | 0 | 0 | 0 | 0 | 5 | 8 | 13 | 14 | 14 | 15 | 17 | 19 | 22 | 26 | 31 | 37 | 44 | 51 | 59 | 65 | 70 | 74 | 79 | 83 | 87 | 91 | 95 | 98 | NULL
632 | GOV1 | USACE - Galveston | City Hall, structure | 0 | 0 | 0 | 0 | 0 | 1 | 1 | 1 | 2 | 2 | 3 | 4 | 6 | 8 | 12 | 17 | 23 | 31 | 40 | 50 | 58 | 64 | 70 | 75 | 80 | 84 | 88 | 92 | 95 | NULL
633 | GOV1 | USACE - Galveston | Post Office, structure | 0 | 0 | 0 | 0 | 0 | 8 | 15 | 24 | 25 | 26 | 27 | 29 | 32 | 36 | 40 | 45 | 50 | 56 | 62 | 67 | 71 | 75 | 78 | 82 | 86 | 90 | 94 | 98 | 100 | NULL
634 | GOV1 | USACE - New Orleans | Government facility, structure, salt water, long duration | 0 | 0 | 0 | 0 | 0 | 85 | 87 | 100 | 100 | 100 | 100 | 100 | 100 | 100 | 100 | 100 | 100 | 100 | 100 | 100 | 100 | 100 | 100 | 100 | 100 | 100 | 100 | 100 | 100 | NULL
635 | GOV1 | USACE - New Orleans | Government facility, structure, salt water, short duration | 0 | 0 | 0 | 0 | 0 | 72 | 72 | 100 | 100 | 100 | 100 | 100 | 100 | 100 | 100 | 100 | 100 | 100 | 100 | 100 | 100 | 100 | 100 | 100 | 100 | 100 | 100 | 100 | 100 | NULL
636 | GOV1 | USACE - New Orleans | Government facility, structure, fresh water, long duration | 0 | 0 | 0 | 0 | 0 | 75 | 76 | 97 | 100 | 100 | 100 | 100 | 100 | 100 | 100 | 100 | 100 | 100 | 100 | 100 | 100 | 100 | 100 | 100 | 100 | 100 | 100 | 100 | 100 | NULL
637 | GOV1 | USACE - New Orleans | Government facility, structure, fresh water, short duration | 0 | 0 | 0 | 0 | 0 | 65 | 65 | 90 | 100 | 100 | 100 | 100 | 100 | 100 | 100 | 100 | 100 | 100 | 100 | 100 | 100 | 100 | 100 | 100 | 100 | 100 | 100 | 100 | 100 | NULL
638 | GOV1 | USACE - New Orleans | Government facility, structure, composite water & duration | 0 | 0 | 0 | 0 | 0 | 25 | 55 | 69 | 79 | 84 | 85 | 85 | 85 | 85 | 90 | 90 | 90 | 92 | 93 | 94 | 95 | 96 | 97 | 98 | 99 | 100 | 100 | 100 | 100 | NULL
639 | GOV1 | USACE - Wilmington | Post Office, structure | 0 | 0 | 0 | 0 | 5 | 8 | 10 | 10 | 11 | 13 | 14 | 15 | 16 | 17 | 18 | 20 | 21 | 22 | 24 | 25 | 26 | 27 | 28 | 29 | 30 | 31 | 32 | 33 | 34 | NULL
640 | GOV2 | USACE - Galveston | Average emergency response, Structure | 0 | 0 | 0 | 0 | 0 | 7 | 10 | 11 | 12 | 15 | 17 | 20 | 23 | 27 | 31 | 35 | 40 | 44 | 48 | 52 | 56 | 60 | 64 | 68 | 72 | 76 | 80 | 84 | 88 | NULL
641 | GOV2 | USACE - Galveston | Fire Station, structure | 0 | 0 | 0 | 0 | 0 | 1 | 5 | 5 | 5 | 6 | 7 | 9 | 11 | 14 | 17 | 20 | 24 | 28 | 32 | 36 | 41 | 45 | 51 | 56 | 61 | 66 | 71 | 76 | 81 | NULL
642 | GOV2 | USACE - Galveston | Police Station, structure | 0 | 0 | 0 | 0 | 0 | 12 | 14 | 17 | 19 | 23 | 27 | 31 | 35 | 40 | 45 | 50 | 55 | 59 | 63 | 67 | 71 | 74 | 77 | 80 | 83 | 86 | 89 | 92 | 95 | NULL
643 | EDU1 | USACE - Galveston | Average school, structure | 0 | 0 | 0 | 0 | 0 | 5 | 7 | 9 | 9 | 10 | 11 | 13 | 15 | 17 | 20 | 24 | 28 | 33 | 39 | 45 | 52 | 59 | 64 | 69 | 74 | 79 | 84 | 89 | 94 | NULL
644 | EDU1 | USACE - Galveston | Commercial School, structure | 0 | 0 | 0 | 0 | 0 | 8 | 12 | 15 | 15 | 16 | 17 | 19 | 22 | 25 | 28 | 32 | 36 | 40 | 45 | 49 | 54 | 59 | 64 | 69 | 74 | 79 | 84 | 89 | 94 | NULL
645 | EDU1 | USACE - Galveston | Library, structure | 0 | 0 | 0 | 0 | 0 | 1 | 2 | 2 | 2 | 3 | 4 | 6 | 8 | 9 | 12 | 15 | 20 | 25 | 32 | 40 | 50 | 58 | 64 | 69 | 74 | 79 | 84 | 89 | 94 | NULL
646 | EDU1 | USACE - Wilmington | School, Structure | 0 | 0 | 0 | 0 | 4 | 22 | 29 | 34 | 39 | 44 | 48 | 53 | 57 | 62 | 66 | 70 | 75 | 79 | 83 | 87 | 91 | 95 | 99 | 100 | 100 | 100 | 100 | 100 | 100 | NULL
647 | EDU1 | USACE - New Orleans | Elementary school, structure, salt water, long duration | 0 | 0 | 0 | 0 | 0 | 85 | 87 | 100 | 100 | 100 | 100 | 100 | 100 | 100 | 100 | 100 | 100 | 100 | 100 | 100 | 100 | 100 | 100 | 100 | 100 | 100 | 100 | 100 | 100 | NULL
648 | EDU1 | USACE - New Orleans | Elementary school, structure, salt water, short duration | 0 | 0 | 0 | 0 | 0 | 72 | 72 | 100 | 100 | 100 | 100 | 100 | 100 | 100 | 100 | 100 | 100 | 100 | 100 | 100 | 100 | 100 | 100 | 100 | 100 | 100 | 100 | 100 | 100 | NULL
649 | EDU1 | USACE - New Orleans | Elementary school, structure, fresh water, long duration | 0 | 0 | 0 | 0 | 0 | 75 | 76 | 97 | 100 | 100 | 100 | 100 | 100 | 100 | 100 | 100 | 100 | 100 | 100 | 100 | 100 | 100 | 100 | 100 | 100 | 100 | 100 | 100 | 100 | NULL
650 | EDU1 | USACE - New Orleans | Elementary school, structure, fresh water, short duration | 0 | 0 | 0 | 0 | 0 | 65 | 65 | 90 | 100 | 100 | 100 | 100 | 100 | 100 | 100 | 100 | 100 | 100 | 100 | 100 | 100 | 100 | 100 | 100 | 100 | 100 | 100 | 100 | 100 | NULL
651 | EDU1 | USACE - New Orleans | Elementary school, structure, composite water & duration | 0 | 0 | 0 | 0 | 0 | 25 | 55 | 69 | 79 | 84 | 85 | 85 | 85 | 85 | 90 | 90 | 90 | 92 | 93 | 94 | 95 | 96 | 97 | 98 | 99 | 100 | 100 | 100 | 100 | NULL
652 | EDU2 | USACE - Galveston | Average college/university, structure | 0 | 0 | 0 | 0 | 0 | 5 | 7 | 9 | 9 | 10 | 11 | 13 | 15 | 17 | 20 | 24 | 28 | 33 | 39 | 45 | 52 | 59 | 64 | 69 | 74 | 79 | 84 | 89 | 94 | EDU1 default
653 | EDU2 | USACE - New Orleans | College, structure, salt water, long duration | 0 | 0 | 0 | 0 | 0 | 85 | 87 | 100 | 100 | 100 | 100 | 100 | 100 | 100 | 100 | 100 | 100 | 100 | 100 | 100 | 100 | 100 | 100 | 100 | 100 | 100 | 100 | 100 | 100 | NULL
654 | EDU2 | USACE - New Orleans | College, structure, salt water, short duration | 0 | 0 | 0 | 0 | 0 | 72 | 72 | 100 | 100 | 100 | 100 | 100 | 100 | 100 | 100 | 100 | 100 | 100 | 100 | 100 | 100 | 100 | 100 | 100 | 100 | 100 | 100 | 100 | 100 | NULL
655 | EDU2 | USACE - New Orleans | College, structure, fresh water, long duration | 0 | 0 | 0 | 0 | 0 | 75 | 76 | 97 | 100 | 100 | 100 | 100 | 100 | 100 | 100 | 100 | 100 | 100 | 100 | 100 | 100 | 100 | 100 | 100 | 100 | 100 | 100 | 100 | 100 | NULL
656 | EDU2 | USACE - New Orleans | College, structure, fresh water, short duration | 0 | 0 | 0 | 0 | 0 | 65 | 65 | 90 | 100 | 100 | 100 | 100 | 100 | 100 | 100 | 100 | 100 | 100 | 100 | 100 | 100 | 100 | 100 | 100 | 100 | 100 | 100 | 100 | 100 | NULL
657 | EDU2 | USACE - New Orleans | College, structure, composite water & duration | 0 | 0 | 0 | 0 | 0 | 25 | 55 | 69 | 79 | 84 | 85 | 85 | 85 | 85 | 90 | 90 | 90 | 92 | 93 | 94 | 95 | 96 | 97 | 98 | 99 | 100 | 100 | 100 | 100 | NULL
658 | RES1 | BCAR - Jan 2011 | all floors, slab - no basement, Coastal A or V Zone | 0 | 0 | 0 | 0 | 12 | 25 | 50 | 75 | 100 | 100 | 100 | 100 | 100 | 100 | 100 | 100 | 100 | 100 | 100 | 100 | 100 | 100 | 100 | 100 | 100 | 100 | 100 | 100 | 100 | RAMPP Inserted
659 | RES3A | BCAR - Jan 2011 | 1to2 Stories, slab - no basement, Coastal A or V Zone | 0 | 0 | 0 | 0 | 12 | 25 | 50 | 75 | 100 | 100 | 100 | 100 | 100 | 100 | 100 | 100 | 100 | 100 | 100 | 100 | 100 | 100 | 100 | 100 | 100 | 100 | 100 | 100 | 100 | RAMPP Inserted
660 | RES3B | BCAR - Jan 2011 | 1to2 Stories, slab - no basement, Coastal A or V Zone | 0 | 0 | 0 | 0 | 12 | 25 | 50 | 75 | 100 | 100 | 100 | 100 | 100 | 100 | 100 | 100 | 100 | 100 | 100 | 100 | 100 | 100 | 100 | 100 | 100 | 100 | 100 | 100 | 100 | RAMPP Inserted
661 | RES1 | BCAR - Jan 2011 | all floors, Wall 2ft - no basement, Coastal A or V Zone | 0 | 0 | 2 | 10 | 35 | 75 | 100 | 100 | 100 | 100 | 100 | 100 | 100 | 100 | 100 | 100 | 100 | 100 | 100 | 100 | 100 | 100 | 100 | 100 | 100 | 100 | 100 | 100 | 100 | RAMPP Inserted
662 | RES3A | BCAR - Jan 2011 | 1to2 Stories, Wall 2ft - no basement, Coastal A or V Zone | 0 | 0 | 2 | 10 | 35 | 75 | 100 | 100 | 100 | 100 | 100 | 100 | 100 | 100 | 100 | 100 | 100 | 100 | 100 | 100 | 100 | 100 | 100 | 100 | 100 | 100 | 100 | 100 | 100 | RAMPP Inserted
663 | RES3B | BCAR - Jan 2011 | 1to2 Stories, Wall 2ft - no basement, Coastal A or V Zone | 0 | 0 | 2 | 10 | 35 | 75 | 100 | 100 | 100 | 100 | 100 | 100 | 100 | 100 | 100 | 100 | 100 | 100 | 100 | 100 | 100 | 100 | 100 | 100 | 100 | 100 | 100 | 100 | 100 | RAMPP Inserted
664 | RES1 | BCAR - Jan 2011 | all floors, Wall 3ft - no basement, Coastal A or V Zone | 0 | 0 | 2 | 30 | 75 | 100 | 100 | 100 | 100 | 100 | 100 | 100 | 100 | 100 | 100 | 100 | 100 | 100 | 100 | 100 | 100 | 100 | 100 | 100 | 100 | 100 | 100 | 100 | 100 | RAMPP Inserted
665 | RES3A | BCAR - Jan 2011 | 1to2 Stories, Wall 3ft - no basement, Coastal A or V Zone | 0 | 0 | 2 | 30 | 75 | 100 | 100 | 100 | 100 | 100 | 100 | 100 | 100 | 100 | 100 | 100 | 100 | 100 | 100 | 100 | 100 | 100 | 100 | 100 | 100 | 100 | 100 | 100 | 100 | RAMPP Inserted
666 | RES3B | BCAR - Jan 2011 | 1to2 Stories, Wall 3ft - no basement, Coastal A or V Zone | 0 | 0 | 2 | 30 | 75 | 100 | 100 | 100 | 100 | 100 | 100 | 100 | 100 | 100 | 100 | 100 | 100 | 100 | 100 | 100 | 100 | 100 | 100 | 100 | 100 | 100 | 100 | 100 | 100 | RAMPP Inserted
667 | RES2 | BCAR - Jan 2011 | Manufactured Home (Mobile), Structure, Coastal A or V Zone | 0 | 0 | 15 | 75 | 100 | 100 | 100 | 100 | 100 | 100 | 100 | 100 | 100 | 100 | 100 | 100 | 100 | 100 | 100 | 100 | 100 | 100 | 100 | 100 | 100 | 100 | 100 | 100 | 100 | RAMPP Inserted
668 | RES1 | BCAR - Jan 2011 | all floors, Elevated (Open)+2ft - no basement, Coastal A or V Zone | 0 | 0 | 0 | 20 | 50 | 90 | 100 | 100 | 100 | 100 | 100 | 100 | 100 | 100 | 100 | 100 | 100 | 100 | 100 | 100 | 100 | 100 | 100 | 100 | 100 | 100 | 100 | 100 | 100 | RAMPP Inserted
669 | RES3A | BCAR - Jan 2011 | 1to2 Stories, Elevated (Open)+2ft - no basement, Coastal A or V Zone | 0 | 0 | 0 | 20 | 50 | 90 | 100 | 100 | 100 | 100 | 100 | 100 | 100 | 100 | 100 | 100 | 100 | 100 | 100 | 100 | 100 | 100 | 100 | 100 | 100 | 100 | 100 | 100 | 100 | RAMPP Inserted
670 | RES3B | BCAR - Jan 2011 | 1to2 Stories, Elevated (Open)+2ft - no basement, Coastal A or V Zone | 0 | 0 | 0 | 20 | 50 | 90 | 100 | 100 | 100 | 100 | 100 | 100 | 100 | 100 | 100 | 100 | 100 | 100 | 100 | 100 | 100 | 100 | 100 | 100 | 100 | 100 | 100 | 100 | 100 | RAMPP Inserted
671 | RES1 | BCAR - Jan 2011 | all floors, Elevated (Open)+4ft - no basement, Coastal A or V Zone | 0 | 5 | 8 | 45 | 75 | 100 | 100 | 100 | 100 | 100 | 100 | 100 | 100 | 100 | 100 | 100 | 100 | 100 | 100 | 100 | 100 | 100 | 100 | 100 | 100 | 100 | 100 | 100 | 100 | RAMPP Inserted
672 | RES3A | BCAR - Jan 2011 | 1to2 Stories, Elevated (Open)+4ft - no basement, Coastal A or V Zone | 0 | 5 | 8 | 45 | 75 | 100 | 100 | 100 | 100 | 100 | 100 | 100 | 100 | 100 | 100 | 100 | 100 | 100 | 100 | 100 | 100 | 100 | 100 | 100 | 100 | 100 | 100 | 100 | 100 | RAMPP Inserted
673 | RES3B | BCAR - Jan 2011 | 1to2 Stories, Elevated (Open)+4ft - no basement, Coastal A or V Zone | 0 | 5 | 8 | 45 | 75 | 100 | 100 | 100 | 100 | 100 | 100 | 100 | 100 | 100 | 100 | 100 | 100 | 100 | 100 | 100 | 100 | 100 | 100 | 100 | 100 | 100 | 100 | 100 | 100 | RAMPP Inserted
674 | RES1 | BCAR - Jan 2011 | all floors, Elevated (Open)+6ft - no basement, Coastal A or V Zone | 5 | 14 | 50 | 90 | 100 | 100 | 100 | 100 | 100 | 100 | 100 | 100 | 100 | 100 | 100 | 100 | 100 | 100 | 100 | 100 | 100 | 100 | 100 | 100 | 100 | 100 | 100 | 100 | 100 | RAMPP Inserted
675 | RES3A | BCAR - Jan 2011 | 1to2 Stories, Elevated (Open)+6ft - no basement, Coastal A or V Zone | 5 | 14 | 50 | 90 | 100 | 100 | 100 | 100 | 100 | 100 | 100 | 100 | 100 | 100 | 100 | 100 | 100 | 100 | 100 | 100 | 100 | 100 | 100 | 100 | 100 | 100 | 100 | 100 | 100 | RAMPP Inserted
676 | RES3B | BCAR - Jan 2011 | 1to2 Stories, Elevated (Open)+6ft - no basement, Coastal A or V Zone | 5 | 14 | 50 | 90 | 100 | 100 | 100 | 100 | 100 | 100 | 100 | 100 | 100 | 100 | 100 | 100 | 100 | 100 | 100 | 100 | 100 | 100 | 100 | 100 | 100 | 100 | 100 | 100 | 100 | RAMPP Inserted
677 | RES1 | BCAR - Jan 2011 | all floors, Elevated (Open)+8ft - no basement, Coastal A or V Zone | 8 | 40 | 75 | 100 | 100 | 100 | 100 | 100 | 100 | 100 | 100 | 100 | 100 | 100 | 100 | 100 | 100 | 100 | 100 | 100 | 100 | 100 | 100 | 100 | 100 | 100 | 100 | 100 | 100 | RAMPP Inserted
678 | RES3A | BCAR - Jan 2011 | 1to2 Stories, Elevated (Open)+8ft - no basement, Coastal A or V Zone | 8 | 40 | 75 | 100 | 100 | 100 | 100 | 100 | 100 | 100 | 100 | 100 | 100 | 100 | 100 | 100 | 100 | 100 | 100 | 100 | 100 | 100 | 100 | 100 | 100 | 100 | 100 | 100 | 100 | RAMPP Inserted
679 | RES3B | BCAR - Jan 2011 | 1to2 Stories, Elevated (Open)+8ft - no basement, Coastal A or V Zone | 8 | 40 | 75 | 100 | 100 | 100 | 100 | 100 | 100 | 100 | 100 | 100 | 100 | 100 | 100 | 100 | 100 | 100 | 100 | 100 | 100 | 100 | 100 | 100 | 100 | 100 | 100 | 100 | 100 | RAMPP Inserted
680 | RES1 | BCAR - Jan 2011 | all floors, Elevated (Open)+10ft - no basement, Coastal A or V Zone | 35 | 75 | 100 | 100 | 100 | 100 | 100 | 100 | 100 | 100 | 100 | 100 | 100 | 100 | 100 | 100 | 100 | 100 | 100 | 100 | 100 | 100 | 100 | 100 | 100 | 100 | 100 | 100 | 100 | RAMPP Inserted
681 | RES3A | BCAR - Jan 2011 | 1to2 Stories, Elevated (Open)+10ft - no basement, Coastal A or V Zone | 35 | 75 | 100 | 100 | 100 | 100 | 100 | 100 | 100 | 100 | 100 | 100 | 100 | 100 | 100 | 100 | 100 | 100 | 100 | 100 | 100 | 100 | 100 | 100 | 100 | 100 | 100 | 100 | 100 | RAMPP Inserted
682 | RES3B | BCAR - Jan 2011 | 1to2 Stories, Elevated (Open)+10ft - no basement, Coastal A or V Zone | 35 | 75 | 100 | 100 | 100 | 100 | 100 | 100 | 100 | 100 | 100 | 100 | 100 | 100 | 100 | 100 | 100 | 100 | 100 | 100 | 100 | 100 | 100 | 100 | 100 | 100 | 100 | 100 | 100 | RAMPP Inserted
683 | RES1 | BCAR - Jan 2011 | all floors, Elevated (Open)+12ft - no basement, Coastal A or V Zone | 65 | 100 | 100 | 100 | 100 | 100 | 100 | 100 | 100 | 100 | 100 | 100 | 100 | 100 | 100 | 100 | 100 | 100 | 100 | 100 | 100 | 100 | 100 | 100 | 100 | 100 | 100 | 100 | 100 | RAMPP Inserted
684 | RES3A | BCAR - Jan 2011 | 1to2 Stories, Elevated (Open)+12ft - no basement, Coastal A or V Zone | 65 | 100 | 100 | 100 | 100 | 100 | 100 | 100 | 100 | 100 | 100 | 100 | 100 | 100 | 100 | 100 | 100 | 100 | 100 | 100 | 100 | 100 | 100 | 100 | 100 | 100 | 100 | 100 | 100 | RAMPP Inserted
685 | RES3B | BCAR - Jan 2011 | 1to2 Stories, Elevated (Open)+12ft - no basement, Coastal A or V Zone | 65 | 100 | 100 | 100 | 100 | 100 | 100 | 100 | 100 | 100 | 100 | 100 | 100 | 100 | 100 | 100 | 100 | 100 | 100 | 100 | 100 | 100 | 100 | 100 | 100 | 100 | 100 | 100 | 100 | RAMPP Inserted
686 | RES1 | BCAR - Jan 2011 | all floors, Elevated (Obstr)+2ft - no basement, Coastal A or V Zone | 1 | 22 | 53 | 93 | 100 | 100 | 100 | 100 | 100 | 100 | 100 | 100 | 100 | 100 | 100 | 100 | 100 | 100 | 100 | 100 | 100 | 100 | 100 | 100 | 100 | 100 | 100 | 100 | 100 | RAMPP Inserted
687 | RES3A | BCAR - Jan 2011 | 1to2 Stories, Elevated (Obstr)+2ft - no basement, Coastal A or V Zone | 1 | 22 | 53 | 93 | 100 | 100 | 100 | 100 | 100 | 100 | 100 | 100 | 100 | 100 | 100 | 100 | 100 | 100 | 100 | 100 | 100 | 100 | 100 | 100 | 100 | 100 | 100 | 100 | 100 | RAMPP Inserted
688 | RES3B | BCAR - Jan 2011 | 1to2 Stories, Elevated (Obstr)+2ft - no basement, Coastal A or V Zone | 1 | 22 | 53 | 93 | 100 | 100 | 100 | 100 | 100 | 100 | 100 | 100 | 100 | 100 | 100 | 100 | 100 | 100 | 100 | 100 | 100 | 100 | 100 | 100 | 100 | 100 | 100 | 100 | 100 | RAMPP Inserted
689 | RES1 | BCAR - Jan 2011 | all floors, Elevated (Obstr)+4ft - no basement, Coastal A or V Zone | 1 | 7 | 11 | 48 | 78 | 100 | 100 | 100 | 100 | 100 | 100 | 100 | 100 | 100 | 100 | 100 | 100 | 100 | 100 | 100 | 100 | 100 | 100 | 100 | 100 | 100 | 100 | 100 | 100 | RAMPP Inserted
690 | RES3A | BCAR - Jan 2011 | 1to2 Stories, Elevated (Obstr)+4ft - no basement, Coastal A or V Zone | 1 | 7 | 11 | 48 | 78 | 100 | 100 | 100 | 100 | 100 | 100 | 100 | 100 | 100 | 100 | 100 | 100 | 100 | 100 | 100 | 100 | 100 | 100 | 100 | 100 | 100 | 100 | 100 | 100 | RAMPP Inserted
691 | RES3B | BCAR - Jan 2011 | 1to2 Stories, Elevated (Obstr)+4ft - no basement, Coastal A or V Zone | 1 | 7 | 11 | 48 | 78 | 100 | 100 | 100 | 100 | 100 | 100 | 100 | 100 | 100 | 100 | 100 | 100 | 100 | 100 | 100 | 100 | 100 | 100 | 100 | 100 | 100 | 100 | 100 | 100 | RAMPP Inserted
692 | RES1 | BCAR - Jan 2011 | all floors, Elevated (Obstr)+6ft - no basement, Coastal A or V Zone | 8 | 17 | 53 | 93 | 100 | 100 | 100 | 100 | 100 | 100 | 100 | 100 | 100 | 100 | 100 | 100 | 100 | 100 | 100 | 100 | 100 | 100 | 100 | 100 | 100 | 100 | 100 | 100 | 100 | RAMPP Inserted
693 | RES3A | BCAR - Jan 2011 | 1to2 Stories, Elevated (Obstr)+6ft - no basement, Coastal A or V Zone | 8 | 17 | 53 | 93 | 100 | 100 | 100 | 100 | 100 | 100 | 100 | 100 | 100 | 100 | 100 | 100 | 100 | 100 | 100 | 100 | 100 | 100 | 100 | 100 | 100 | 100 | 100 | 100 | 100 | RAMPP Inserted
694 | RES3B | BCAR - Jan 2011 | 1to2 Stories, Elevated (Obstr)+6ft - no basement, Coastal A or V Zone | 8 | 17 | 53 | 93 | 100 | 100 | 100 | 100 | 100 | 100 | 100 | 100 | 100 | 100 | 100 | 100 | 100 | 100 | 100 | 100 | 100 | 100 | 100 | 100 | 100 | 100 | 100 | 100 | 100 | RAMPP Inserted
695 | RES1 | BCAR - Jan 2011 | all floors, Elevated (Obstr)+8ft - no basement, Coastal A or V Zone | 11 | 43 | 78 | 100 | 100 | 100 | 100 | 100 | 100 | 100 | 100 | 100 | 100 | 100 | 100 | 100 | 100 | 100 | 100 | 100 | 100 | 100 | 100 | 100 | 100 | 100 | 100 | 100 | 100 | RAMPP Inserted
696 | RES3A | BCAR - Jan 2011 | 1to2 Stories, Elevated (Obstr)+8ft - no basement, Coastal A or V Zone | 11 | 43 | 78 | 100 | 100 | 100 | 100 | 100 | 100 | 100 | 100 | 100 | 100 | 100 | 100 | 100 | 100 | 100 | 100 | 100 | 100 | 100 | 100 | 100 | 100 | 100 | 100 | 100 | 100 | RAMPP Inserted
697 | RES3B | BCAR - Jan 2011 | 1to2 Stories, Elevated (Obstr)+8ft - no basement, Coastal A or V Zone | 11 | 43 | 78 | 100 | 100 | 100 | 100 | 100 | 100 | 100 | 100 | 100 | 100 | 100 | 100 | 100 | 100 | 100 | 100 | 100 | 100 | 100 | 100 | 100 | 100 | 100 | 100 | 100 | 100 | RAMPP Inserted
698 | RES1 | BCAR - Jan 2011 | all floors, Elevated (Obstr)+10ft - no basement, Coastal A or V Zone | 38 | 78 | 100 | 100 | 100 | 100 | 100 | 100 | 100 | 100 | 100 | 100 | 100 | 100 | 100 | 100 | 100 | 100 | 100 | 100 | 100 | 100 | 100 | 100 | 100 | 100 | 100 | 100 | 100 | RAMPP Inserted
699 | RES3A | BCAR - Jan 2011 | 1to2 Stories, Elevated (Obstr)+10ft - no basement, Coastal A or V Zone | 38 | 78 | 100 | 100 | 100 | 100 | 100 | 100 | 100 | 100 | 100 | 100 | 100 | 100 | 100 | 100 | 100 | 100 | 100 | 100 | 100 | 100 | 100 | 100 | 100 | 100 | 100 | 100 | 100 | RAMPP Inserted
700 | RES3B | BCAR - Jan 2011 | 1to2 Stories, Elevated (Obstr)+10ft - no basement, Coastal A or V Zone | 38 | 78 | 100 | 100 | 100 | 100 | 100 | 100 | 100 | 100 | 100 | 100 | 100 | 100 | 100 | 100 | 100 | 100 | 100 | 100 | 100 | 100 | 100 | 100 | 100 | 100 | 100 | 100 | 100 | RAMPP Inserted
701 | RES1 | BCAR - Jan 2011 | all floors, Elevated (Obstr)+12ft - no basement, Coastal A or V Zone | 68 | 100 | 100 | 100 | 100 | 100 | 100 | 100 | 100 | 100 | 100 | 100 | 100 | 100 | 100 | 100 | 100 | 100 | 100 | 100 | 100 | 100 | 100 | 100 | 100 | 100 | 100 | 100 | 100 | RAMPP Inserted
702 | RES3A | BCAR - Jan 2011 | 1to2 Stories, Elevated (Obstr)+12ft - no basement, Coastal A or V Zone | 68 | 100 | 100 | 100 | 100 | 100 | 100 | 100 | 100 | 100 | 100 | 100 | 100 | 100 | 100 | 100 | 100 | 100 | 100 | 100 | 100 | 100 | 100 | 100 | 100 | 100 | 100 | 100 | 100 | RAMPP Inserted
703 | RES3B | BCAR - Jan 2011 | 1to2 Stories, Elevated (Obstr)+12ft - no basement, Coastal A or V Zone | 68 | 100 | 100 | 100 | 100 | 100 | 100 | 100 | 100 | 100 | 100 | 100 | 100 | 100 | 100 | 100 | 100 | 100 | 100 | 100 | 100 | 100 | 100 | 100 | 100 | 100 | 100 | 100 | 100 | RAMPP Inserted
704 | RES1 | BCAR - Jan 2011 | one story, w/ basement, Structure (B14) | 0 | 0 | 14 | 19 | 26 | 32 | 39 | 46 | 52 | 59 | 65 | 70 | 74 | 78 | 80 | 81 | 81 | 81 | 81 | 81 | 81 | 81 | 81 | 81 | 81 | 81 | 81 | 81 | 81 | RAMPP Inserted

## flBldgStrucDmgFn
BldgDmgFnID | Default | Occupancy | Source | Description | ft04m | ft03m | ft02m | ft01m | ft00 | ft01 | ft02 | ft03 | ft04 | ft05 | ft06 | ft07 | ft08 | ft09 | ft10 | ft11 | ft12 | ft13 | ft14 | ft15 | ft16 | ft17 | ft18 | ft19 | ft20 | ft21 | ft22 | ft23 | ft24 | Comment
105 |  | RES1 | FIA | one floor, no basement, Structure, A-Zone | 0 | 0 | 0 | 0 | 18 | 22 | 25 | 28 | 30 | 31 | 40 | 43 | 43 | 45 | 46 | 47 | 47 | 49 | 50 | 50 | 50 | 51 | 51 | 52 | 52 | 53 | 53 | 54 | 54 | NULL
106 |  | RES1 | FIA (MOD.) | one floor, w/ basement, Structure, A-Zone | 7 | 7 | 7 | 11 | 17 | 21 | 29 | 34 | 38 | 43 | 50 | 50 | 54 | 55 | 55 | 57 | 58 | 60 | 62 | 63 | 65 | 67 | 69 | 70 | 72 | 74 | 76 | 77 | 79 | NULL
107 | 1 | RES1 | FIA | two floors, no basement, Structure, A-Zone | 0 | 0 | 0 | 0 | 11 | 12 | 14 | 18 | 20 | 22 | 24 | 26 | 30 | 34 | 38 | 39 | 40 | 42 | 43 | 44 | 45 | 47 | 48 | 49 | 50 | 52 | 53 | 54 | 56 | NULL
108 | 1 | RES1 | FIA (MOD.) | two floors, w/ basement, Structure, A-Zone | 4 | 4 | 8 | 14 | 19 | 21 | 26 | 29 | 34 | 39 | 44 | 50 | 55 | 57 | 59 | 61 | 63 | 65 | 66 | 68 | 69 | 71 | 72 | 74 | 75 | 77 | 79 | 80 | 82 | NULL
109 | 1 | RES1 | FIA | three or more floors, no basement, Structure, A-Zone | 0 | 0 | 0 | 0 | 5 | 8 | 12 | 17 | 19 | 22 | 24 | 25 | 30 | 35 | 38 | 39 | 40 | 42 | 43 | 44 | 45 | 47 | 48 | 49 | 50 | 52 | 53 | 54 | 56 | NULL
110 | 1 | RES1 | FIA (MOD.) | three or more floors, w/ basement, Structure, A-Zone | 3 | 3 | 6 | 10 | 12 | 14 | 20 | 25 | 31 | 36 | 38 | 41 | 44 | 48 | 50 | 52 | 54 | 56 | 57 | 59 | 61 | 63 | 65 | 67 | 69 | 71 | 73 | 75 | 77 | NULL
111 | 1 | RES1 | FIA | split level, no basement, Structure, A-Zone | 0 | 0 | 0 | 0 | 3 | 9 | 13 | 25 | 27 | 28 | 33 | 34 | 41 | 43 | 45 | 46 | 47 | 48 | 49 | 50 | 51 | 52 | 53 | 54 | 55 | 56 | 57 | 58 | 59 | NULL
112 | 1 | RES1 | FIA (MOD.) | split level, w/ basement, Structure, A-Zone | 6 | 6 | 9 | 14 | 15 | 24 | 27 | 30 | 35 | 40 | 43 | 44 | 52 | 56 | 58 | 60 | 62 | 64 | 66 | 68 | 70 | 72 | 74 | 76 | 78 | 81 | 83 | 85 | 87 | NULL
113 |  | RES1 | FIA | one floor, no basement, Structure, V-Zone | 0 | 0 | 0 | 0 | 8 | 10 | 14 | 26 | 28 | 29 | 41 | 43 | 44 | 45 | 46 | 47 | 48 | 49 | 50 | 51 | 52 | 53 | 54 | 55 | 56 | 57 | 58 | 59 | 60 | NULL
114 | 1 | RES1 | FIA (MOD.) | one floor, w/ basement, Structure, V-Zone | 7 | 7 | 10 | 14 | 17 | 21 | 29 | 34 | 38 | 43 | 47 | 52 | 53 | 54 | 55 | 56 | 57 | 58 | 59 | 60 | 61 | 62 | 63 | 64 | 65 | 66 | 67 | 68 | 69 | NULL
115 | 1 | RES1 | FIA | two floors, no basement, Structure, V-Zone | 0 | 0 | 0 | 0 | 5 | 9 | 13 | 18 | 20 | 22 | 24 | 26 | 30 | 34 | 38 | 40 | 42 | 44 | 46 | 48 | 50 | 52 | 54 | 56 | 58 | 60 | 62 | 64 | 66 | NULL
116 | 1 | RES1 | FIA (MOD.) | two floors, w/ basement, Structure, V-Zone | 4 | 4 | 8 | 14 | 17 | 24 | 26 | 29 | 34 | 39 | 44 | 50 | 55 | 57 | 59 | 61 | 63 | 65 | 67 | 69 | 71 | 73 | 75 | 77 | 79 | 81 | 83 | 85 | 87 | NULL
117 | 1 | RES1 | FIA | three or more floors, no basement, Structure, V-Zone | 0 | 0 | 0 | 0 | 4 | 8 | 12 | 17 | 19 | 22 | 24 | 25 | 30 | 35 | 38 | 40 | 42 | 44 | 46 | 48 | 50 | 52 | 54 | 56 | 58 | 60 | 62 | 64 | 66 | NULL
118 | 1 | RES1 | FIA (MOD.) | three or more floors, w/ basement, Structure, V-Zone | 3 | 3 | 6 | 10 | 11 | 14 | 20 | 25 | 31 | 36 | 38 | 41 | 44 | 47 | 50 | 52 | 54 | 56 | 58 | 60 | 62 | 64 | 66 | 68 | 70 | 72 | 74 | 76 | 78 | NULL
119 |  | RES1 | FIA | split level, no basement, Structure, V-Zone | 0 | 0 | 0 | 0 | 3 | 9 | 13 | 25 | 27 | 28 | 32 | 37 | 41 | 43 | 45 | 47 | 49 | 51 | 53 | 55 | 57 | 59 | 61 | 63 | 65 | 67 | 69 | 71 | 73 | NULL
120 | 1 | RES1 | FIA (MOD.) | split level, w/ basement, Structure, V-Zone | 6 | 6 | 6 | 14 | 15 | 24 | 27 | 30 | 35 | 41 | 44 | 48 | 52 | 57 | 59 | 61 | 63 | 65 | 67 | 69 | 71 | 73 | 75 | 77 | 79 | 81 | 83 | 85 | 87 | NULL
121 |  | RES1 | FIA | one floor, w/ basement, Structure, A-Zone | 0 | 0 | 0 | 0 | 6 | 10 | 18 | 23 | 27 | 32 | 39 | 39 | 43 | 44 | 44 | 46 | 47 | 48 | 49 | 50 | 51 | 52 | 53 | 54 | 55 | 56 | 57 | 58 | 59 | NULL
122 |  | RES1 | FIA | two floors, w/ basement, Structure, A-Zone | 0 | 0 | 4 | 8 | 13 | 15 | 20 | 23 | 27 | 32 | 37 | 43 | 48 | 51 | 53 | 55 | 57 | 59 | 60 | 61 | 62 | 63 | 64 | 65 | 66 | 67 | 68 | 69 | 70 | NULL
123 |  | RES1 | FIA | three or more floors, w/ basement, Structure, A-Zone | 0 | 0 | 3 | 5 | 7 | 9 | 15 | 20 | 26 | 31 | 33 | 36 | 39 | 43 | 45 | 46 | 47 | 48 | 49 | 50 | 51 | 52 | 53 | 54 | 55 | 56 | 57 | 58 | 59 | NULL
124 |  | RES1 | FIA | split level, w/ basement, Structure, A-Zone | 0 | 0 | 3 | 5 | 6 | 16 | 19 | 22 | 27 | 32 | 35 | 36 | 44 | 48 | 50 | 52 | 54 | 56 | 58 | 59 | 60 | 61 | 62 | 63 | 64 | 65 | 66 | 67 | 68 | NULL
125 |  | RES1 | FIA | one floor, w/ basement, Structure, V-Zone | 0 | 0 | 0 | 0 | 6 | 10 | 18 | 23 | 27 | 32 | 39 | 39 | 43 | 44 | 44 | 46 | 47 | 48 | 49 | 50 | 51 | 52 | 53 | 54 | 55 | 56 | 57 | 58 | 59 | NULL
126 |  | RES1 | FIA | two floors, w/ basement, Structure, V-Zone | 0 | 0 | 4 | 8 | 11 | 18 | 20 | 23 | 28 | 33 | 38 | 44 | 49 | 51 | 53 | 55 | 57 | 59 | 60 | 61 | 62 | 63 | 64 | 65 | 66 | 67 | 68 | 69 | 70 | NULL
127 |  | RES1 | FIA | three or more floors, w/ basement, Structure, V-Zone | 0 | 0 | 3 | 5 | 6 | 9 | 15 | 20 | 26 | 31 | 33 | 36 | 39 | 42 | 45 | 46 | 47 | 48 | 49 | 50 | 51 | 52 | 53 | 54 | 55 | 56 | 57 | 58 | 59 | NULL
128 |  | RES1 | FIA | split level, w/ basement, Structure, V-Zone | 0 | 0 | 0 | 5 | 6 | 16 | 19 | 22 | 27 | 32 | 35 | 42 | 48 | 50 | 52 | 54 | 56 | 58 | 59 | 60 | 61 | 62 | 63 | 64 | 65 | 66 | 67 | 68 | 69 | NULL
129 | 1 | RES1 | USACE - IWR | one story, no basement, Structure | 0 | 0 | 0 | 3 | 13 | 23 | 32 | 40 | 47 | 53 | 59 | 63 | 67 | 71 | 73 | 75 | 77 | 79 | 80 | 81 | 81 | 82 | 82 | 83 | 83 | 83 | 84 | 84 | 84 | NULL
130 |  | RES1 | USACE - IWR | two or more stories, no basement, Structure | 0 | 0 | 0 | 3 | 9 | 15 | 21 | 26 | 31 | 36 | 41 | 45 | 49 | 52 | 56 | 59 | 61 | 64 | 66 | 68 | 69 | 70 | 71 | 72 | 73 | 74 | 74 | 75 | 75 | NULL
131 |  | RES1 | USACE - IWR | split level, no basement, Structure | 0 | 0 | 0 | 6 | 7 | 9 | 13 | 17 | 23 | 29 | 36 | 42 | 49 | 56 | 63 | 69 | 74 | 78 | 82 | 84 | 85 | 85 | 86 | 86 | 87 | 87 | 88 | 88 | 89 | NULL
132 |  | RES1 | USACE - Chicago | one story, no basement, Structure | 0 | 0 | 0 | 0 | 15 | 16 | 25 | 28 | 29 | 31 | 40 | 43 | 43 | 45 | 46 | 47 | 47 | 49 | 50 | 51 | 52 | 53 | 54 | 55 | 56 | 57 | 58 | 59 | 60 | NULL
133 |  | RES1 | USACE - Chicago | one story, w/ basement, Structure | 0 | 0 | 4 | 8 | 12 | 15 | 20 | 23 | 28 | 33 | 37 | 43 | 48 | 51 | 53 | 55 | 57 | 59 | 61 | 63 | 65 | 67 | 69 | 71 | 73 | 75 | 77 | 79 | 81 | NULL
134 |  | RES1 | USACE - Chicago | split level, no basement, Structure | 0 | 0 | 0 | 0 | 3 | 9 | 13 | 25 | 27 | 28 | 33 | 34 | 41 | 43 | 45 | 46 | 47 | 48 | 49 | 50 | 51 | 52 | 53 | 54 | 55 | 56 | 57 | 58 | 59 | NULL
135 |  | RES1 | USACE - Chicago | split level, w/ basement, Structure | 0 | 0 | 3 | 5 | 6 | 16 | 19 | 22 | 27 | 32 | 35 | 36 | 44 | 48 | 50 | 52 | 54 | 56 | 58 | 60 | 62 | 64 | 66 | 68 | 70 | 72 | 74 | 76 | 78 | NULL
136 |  | RES1 | USACE - Chicago | two story, no basement, Structure | 0 | 0 | 0 | 0 | 8 | 10 | 13 | 18 | 20 | 22 | 24 | 26 | 30 | 34 | 38 | 40 | 42 | 44 | 45 | 46 | 47 | 48 | 49 | 50 | 51 | 52 | 53 | 54 | 55 | NULL
137 |  | RES1 | USACE - Chicago | two story, w/ basement, Structure | 0 | 0 | 3 | 5 | 7 | 11 | 17 | 22 | 28 | 33 | 35 | 38 | 40 | 44 | 46 | 48 | 50 | 52 | 54 | 56 | 58 | 60 | 62 | 64 | 66 | 68 | 70 | 72 | 74 | NULL
138 |  | RES1 | USACE - Galveston | one & 1/2 story, no basement, Structure | 0 | 0 | 0 | 0 | 10 | 28 | 35 | 41 | 43 | 46 | 48 | 49 | 50 | 50 | 50 | 51 | 51 | 52 | 53 | 55 | 57 | 58 | 60 | 62 | 64 | 66 | 68 | 70 | 72 | NULL
139 |  | RES1 | USACE - Galveston | one story, no basement, Structure | 0 | 0 | 0 | 0 | 10 | 21 | 27 | 32 | 37 | 43 | 46 | 50 | 54 | 58 | 60 | 63 | 67 | 70 | 74 | 79 | 82 | 83 | 84 | 85 | 86 | 87 | 88 | 89 | 90 | NULL
140 |  | RES1 | USACE - Galveston | two story, no basement, Structure | 0 | 0 | 0 | 0 | 5 | 21 | 27 | 31 | 34 | 37 | 39 | 40 | 40 | 42 | 44 | 47 | 49 | 52 | 55 | 58 | 60 | 62 | 65 | 67 | 69 | 71 | 73 | 75 | 77 | NULL
141 |  | RES1 | USACE - New Orleans | one story, Pier foundation, structure, fresh water, short duration | 0 | 0 | 0 | 1 | 12 | 42 | 48 | 53 | 54 | 73 | 73 | 73 | 73 | 78 | 78 | 80 | 80 | 80 | 80 | 80 | 80 | 80 | 80 | 80 | 80 | 80 | 80 | 80 | 80 | NULL
142 |  | RES1 | USACE - New Orleans | one story, Pier foundation, structure, fresh water, long duration | 0 | 0 | 0 | 1 | 12 | 42 | 67 | 71 | 71 | 79 | 79 | 79 | 79 | 82 | 82 | 82 | 82 | 82 | 82 | 82 | 82 | 82 | 82 | 82 | 82 | 82 | 82 | 82 | 82 | NULL
143 |  | RES1 | USACE - New Orleans | one story, Slab foundation, structure, fresh water, short duration | 0 | 0 | 0 | 0 | 1 | 22 | 28 | 31 | 33 | 48 | 48 | 48 | 48 | 56 | 56 | 58 | 58 | 58 | 58 | 58 | 58 | 58 | 58 | 58 | 58 | 58 | 58 | 58 | 58 | NULL
144 |  | RES1 | USACE - New Orleans | one story, Slab foundation, structure, fresh water, long duration | 0 | 0 | 0 | 0 | 1 | 22 | 39 | 42 | 44 | 48 | 48 | 48 | 48 | 56 | 56 | 58 | 58 | 58 | 58 | 58 | 58 | 58 | 58 | 58 | 58 | 58 | 58 | 58 | 58 | NULL
145 |  | RES1 | USACE - New Orleans | one story, Pier foundation, structure, salt water, short duration | 0 | 0 | 0 | 1 | 13 | 46 | 53 | 58 | 59 | 80 | 80 | 80 | 80 | 86 | 86 | 88 | 88 | 88 | 88 | 88 | 88 | 88 | 88 | 88 | 88 | 88 | 88 | 88 | 88 | NULL
146 |  | RES1 | USACE - New Orleans | one story, Pier foundation, structure, salt water, long duration | 0 | 0 | 0 | 1 | 15 | 50 | 70 | 71 | 98 | 98 | 98 | 98 | 98 | 98 | 98 | 98 | 98 | 98 | 98 | 98 | 98 | 98 | 98 | 98 | 98 | 98 | 98 | 98 | 98 | NULL
147 |  | RES1 | USACE - New Orleans | one story, Slab foundation, structure, salt water, short duration | 0 | 0 | 0 | 0 | 1 | 23 | 31 | 35 | 36 | 53 | 53 | 53 | 53 | 62 | 62 | 64 | 64 | 64 | 64 | 64 | 64 | 64 | 64 | 64 | 64 | 64 | 64 | 64 | 64 | NULL
148 |  | RES1 | USACE - New Orleans | one story, Slab foundation, structure, salt water, long duration | 0 | 0 | 0 | 0 | 1 | 23 | 42 | 45 | 92 | 92 | 92 | 92 | 92 | 92 | 92 | 92 | 92 | 92 | 92 | 92 | 92 | 92 | 92 | 92 | 92 | 92 | 92 | 92 | 92 | NULL
149 |  | RES1 | USACE - New Orleans | one story, Structure, fresh water, short duration | 0 | 0 | 0 | 0 | 0 | 42 | 58 | 78 | 84 | 87 | 89 | 89 | 89 | 89 | 89 | 89 | 89 | 89 | 89 | 89 | 89 | 89 | 89 | 89 | 89 | 89 | 89 | 89 | 89 | NULL
150 |  | RES1 | USACE - New Orleans | one story, Structure, fresh water, long duration | 0 | 0 | 0 | 0 | 0 | 83 | 89 | 93 | 94 | 95 | 95 | 95 | 95 | 95 | 95 | 95 | 95 | 95 | 95 | 95 | 95 | 95 | 95 | 95 | 95 | 95 | 95 | 95 | 95 | NULL
151 |  | RES1 | USACE - New Orleans | one story, Structure, salt water, short duration | 0 | 0 | 0 | 0 | 0 | 50 | 66 | 81 | 86 | 90 | 91 | 95 | 95 | 95 | 95 | 95 | 95 | 95 | 95 | 95 | 95 | 95 | 95 | 95 | 95 | 95 | 95 | 95 | 95 | NULL
152 |  | RES1 | USACE - New Orleans | one story, Structure, salt water, long duration | 0 | 0 | 0 | 0 | 0 | 95 | 95 | 95 | 98 | 98 | 98 | 98 | 98 | 98 | 98 | 98 | 98 | 98 | 98 | 98 | 98 | 98 | 98 | 98 | 98 | 98 | 98 | 98 | 98 | NULL
153 |  | RES1 | USACE - New Orleans | one story, Pier foundation, structure, fresh water, short duration | 0 | 0 | 0 | 4 | 21 | 42 | 52 | 53 | 57 | 67 | 67 | 67 | 67 | 74 | 74 | 84 | 84 | 84 | 84 | 84 | 84 | 84 | 84 | 84 | 84 | 84 | 84 | 84 | 84 | NULL
154 |  | RES1 | USACE - New Orleans | one story, Slab foundation, structure, fresh water, short duration | 0 | 0 | 0 | 0 | 4 | 34 | 40 | 41 | 47 | 59 | 59 | 59 | 59 | 70 | 70 | 82 | 82 | 82 | 82 | 82 | 82 | 82 | 82 | 82 | 82 | 82 | 82 | 82 | 82 | NULL
155 |  | RES1 | USACE - New Orleans | one story, Pier foundation, structure, salt water, long duration | 0 | 0 | 0 | 4 | 21 | 62 | 66 | 66 | 69 | 72 | 72 | 72 | 72 | 84 | 84 | 84 | 84 | 84 | 84 | 84 | 84 | 84 | 84 | 84 | 84 | 84 | 84 | 84 | 84 | NULL
156 |  | RES1 | USACE - New Orleans | one story, Slab foundation, structure, salt water, long duration | 0 | 0 | 0 | 0 | 7 | 56 | 59 | 59 | 63 | 66 | 66 | 66 | 66 | 82 | 82 | 82 | 82 | 82 | 82 | 82 | 82 | 82 | 82 | 82 | 82 | 82 | 82 | 82 | 82 | NULL
157 |  | RES1 | USACE - New Orleans | two story, Pier foundation, structure, fresh water, short duration | 0 | 0 | 0 | 1 | 6 | 18 | 22 | 23 | 29 | 36 | 36 | 36 | 39 | 42 | 46 | 55 | 55 | 68 | 68 | 68 | 68 | 68 | 68 | 68 | 68 | 68 | 68 | 68 | 68 | NULL
158 |  | RES1 | USACE - New Orleans | two story, Pier foundation, structure, fresh water, long duration | 0 | 0 | 0 | 1 | 6 | 18 | 32 | 33 | 36 | 40 | 40 | 40 | 42 | 42 | 56 | 59 | 59 | 71 | 71 | 71 | 71 | 71 | 71 | 71 | 71 | 71 | 71 | 71 | 71 | NULL
159 |  | RES1 | USACE - New Orleans | two story, Slab foundation, structure, fresh water, short duration | 0 | 0 | 0 | 0 | 1 | 15 | 19 | 21 | 22 | 34 | 34 | 34 | 35 | 38 | 40 | 48 | 51 | 57 | 57 | 57 | 57 | 57 | 57 | 57 | 57 | 57 | 57 | 57 | 57 | NULL
160 |  | RES1 | USACE - New Orleans | two story, Slab foundation, structure, fresh water, long duration | 0 | 0 | 0 | 0 | 1 | 15 | 27 | 29 | 29 | 35 | 35 | 35 | 35 | 38 | 47 | 51 | 53 | 57 | 57 | 57 | 57 | 57 | 57 | 57 | 57 | 57 | 57 | 57 | 57 | NULL
161 |  | RES1 | USACE - New Orleans | two story, Pier foundation, structure, salt water, short duration | 0 | 0 | 0 | 1 | 6 | 19 | 25 | 25 | 31 | 39 | 39 | 39 | 43 | 46 | 51 | 60 | 60 | 75 | 75 | 75 | 75 | 75 | 75 | 75 | 75 | 75 | 75 | 75 | 75 | NULL
162 |  | RES1 | USACE - New Orleans | two story, Pier foundation, structure, salt water, long duration | 0 | 0 | 0 | 1 | 6 | 19 | 33 | 33 | 93 | 93 | 93 | 93 | 93 | 93 | 94 | 94 | 94 | 97 | 97 | 97 | 97 | 97 | 97 | 97 | 97 | 97 | 97 | 97 | 97 | NULL
163 |  | RES1 | USACE - New Orleans | two story, Slab foundation, structure, salt water, short duration | 0 | 0 | 0 | 0 | 1 | 16 | 21 | 23 | 25 | 38 | 38 | 38 | 39 | 41 | 44 | 52 | 57 | 62 | 62 | 62 | 62 | 62 | 62 | 62 | 62 | 62 | 62 | 62 | 62 | NULL
164 |  | RES1 | USACE - New Orleans | two story, Slab foundation, structure, salt water, long duration | 0 | 0 | 0 | 0 | 1 | 16 | 27 | 29 | 80 | 80 | 80 | 80 | 80 | 80 | 80 | 80 | 80 | 83 | 83 | 83 | 83 | 83 | 83 | 83 | 83 | 83 | 83 | 83 | 83 | NULL
165 |  | RES1 | USACE - New Orleans | two story, Structure, fresh water, short duration | 0 | 0 | 0 | 0 | 0 | 38 | 50 | 67 | 73 | 76 | 78 | 78 | 78 | 78 | 78 | 86 | 88 | 91 | 92 | 92 | 92 | 92 | 92 | 92 | 92 | 92 | 92 | 92 | 92 | NULL
166 |  | RES1 | USACE - New Orleans | two story, Structure, fresh water, long duration | 0 | 0 | 0 | 0 | 0 | 67 | 73 | 76 | 78 | 78 | 78 | 78 | 78 | 78 | 78 | 91 | 92 | 92 | 92 | 92 | 92 | 92 | 92 | 92 | 92 | 92 | 92 | 92 | 92 | NULL
167 |  | RES1 | USACE - New Orleans | two story, Structure, salt water, short duration | 0 | 0 | 0 | 0 | 0 | 45 | 57 | 70 | 75 | 79 | 80 | 83 | 83 | 83 | 83 | 91 | 94 | 98 | 98 | 99 | 99 | 99 | 99 | 99 | 99 | 99 | 99 | 99 | 99 | NULL
168 |  | RES1 | USACE - New Orleans | two story, Structure, salt water, long duration | 0 | 0 | 0 | 0 | 0 | 70 | 75 | 79 | 80 | 83 | 83 | 83 | 83 | 83 | 83 | 98 | 98 | 99 | 99 | 99 | 99 | 99 | 99 | 99 | 99 | 99 | 99 | 99 | 99 | NULL
169 |  | RES1 | USACE - New Orleans | two story, Pier foundation, structure, fresh water, short duration | 0 | 0 | 0 | 4 | 12 | 25 | 33 | 34 | 36 | 42 | 42 | 42 | 42 | 53 | 62 | 66 | 66 | 67 | 71 | 71 | 71 | 71 | 71 | 71 | 71 | 71 | 71 | 71 | 71 | NULL
170 |  | RES1 | USACE - New Orleans | two story, Slab foundation, structure, fresh water, long duration | 0 | 0 | 0 | 0 | 3 | 25 | 29 | 30 | 33 | 40 | 40 | 40 | 40 | 48 | 55 | 58 | 58 | 60 | 64 | 64 | 64 | 64 | 64 | 64 | 64 | 64 | 64 | 64 | 64 | NULL
171 |  | RES1 | USACE - New Orleans | two story, Pier foundation, structure, salt water, short duration | 0 | 0 | 0 | 4 | 18 | 54 | 55 | 55 | 57 | 60 | 60 | 60 | 60 | 63 | 71 | 73 | 74 | 74 | 74 | 74 | 74 | 74 | 74 | 74 | 74 | 74 | 74 | 74 | 74 | NULL
172 |  | RES1 | USACE - New Orleans | two story, Slab foundation, structure, salt water, long duration | 0 | 0 | 0 | 0 | 5 | 44 | 46 | 50 | 52 | 52 | 52 | 52 | 52 | 56 | 66 | 68 | 68 | 70 | 70 | 70 | 70 | 70 | 70 | 70 | 70 | 70 | 70 | 70 | 70 | NULL
173 |  | RES1 | USACE - St. Paul | one story, Structure | 0 | 0 | 0 | 0 | 11 | 32 | 39 | 41 | 46 | 51 | 54 | 54 | 59 | 59 | 59 | 59 | 59 | 59 | 59 | 59 | 59 | 59 | 59 | 59 | 59 | 59 | 59 | 59 | 59 | NULL
174 |  | RES1 | USACE - St. Paul | two story, Structure | 0 | 0 | 0 | 0 | 6 | 18 | 20 | 22 | 25 | 27 | 29 | 29 | 32 | 36 | 45 | 45 | 45 | 47 | 49 | 49 | 49 | 49 | 49 | 49 | 49 | 49 | 49 | 49 | 49 | NULL
175 |  | RES1 | USACE - Wilmington | one & 1/2 story, Pile foundation, structure | 3 | 4 | 4 | 4 | 8 | 11 | 19 | 28 | 30 | 34 | 36 | 37 | 39 | 41 | 43 | 45 | 46 | 47 | 49 | 50 | 51 | 53 | 55 | 57 | 60 | 73 | 87 | 100 | 100 | NULL
176 |  | RES1 | USACE - Wilmington | one & 1/2 story, Structure | 1 | 1 | 1 | 1 | 8 | 11 | 18 | 22 | 25 | 29 | 32 | 34 | 37 | 39 | 42 | 44 | 45 | 47 | 48 | 50 | 51 | 53 | 55 | 57 | 60 | 65 | 70 | 75 | 75 | NULL
177 |  | RES1 | USACE - Wilmington | one & 1/2 story w/ 1/2 living area below, Structure | 0 | 0 | 0 | 0 | 1 | 3 | 4 | 6 | 8 | 9 | 11 | 13 | 15 | 21 | 27 | 35 | 37 | 41 | 43 | 46 | 49 | 51 | 53 | 55 | 57 | 71 | 86 | 100 | 100 | NULL
178 |  | RES1 | USACE - Wilmington | one story, Pile foundation, structure | 4 | 4 | 5 | 6 | 9 | 14 | 23 | 36 | 39 | 46 | 47 | 49 | 50 | 52 | 54 | 58 | 62 | 66 | 70 | 74 | 80 | 81 | 83 | 84 | 85 | 90 | 95 | 100 | 100 | NULL
179 |  | RES1 | USACE - Wilmington | one story, Structure | 1 | 1 | 1 | 1 | 9 | 14 | 23 | 28 | 32 | 36 | 39 | 43 | 46 | 49 | 52 | 56 | 60 | 64 | 68 | 73 | 80 | 81 | 83 | 84 | 85 | 85 | 85 | 85 | 85 | NULL
180 |  | RES1 | USACE - Wilmington | one story w/ 1/2 living area below, Structure | 0 | 0 | 1 | 1 | 1 | 4 | 6 | 8 | 10 | 12 | 14 | 17 | 20 | 21 | 32 | 42 | 45 | 49 | 53 | 57 | 61 | 63 | 64 | 66 | 68 | 78 | 89 | 100 | 100 | NULL
181 |  | RES1 | USACE - Wilmington | one story w/ basement, Structure | 4 | 4 | 5 | 8 | 10 | 14 | 22 | 26 | 28 | 33 | 37 | 41 | 45 | 49 | 54 | 57 | 60 | 63 | 69 | 74 | 80 | 84 | 84 | 85 | 85 | 90 | 95 | 100 | 100 | NULL
182 |  | RES1 | USACE - Wilmington | split level, Structure | 0 | 0 | 0 | 0 | 3 | 5 | 7 | 11 | 16 | 20 | 25 | 29 | 34 | 38 | 43 | 47 | 51 | 54 | 58 | 62 | 67 | 69 | 72 | 75 | 78 | 80 | 82 | 84 | 84 | NULL
183 |  | RES1 | USACE - Wilmington | two story, Pile foundation, structure | 3 | 3 | 3 | 4 | 7 | 9 | 15 | 23 | 25 | 29 | 31 | 32 | 34 | 35 | 37 | 40 | 44 | 48 | 51 | 55 | 57 | 60 | 62 | 65 | 68 | 78 | 89 | 100 | 100 | NULL
184 |  | RES1 | USACE - Wilmington | two story, Structure | 0 | 0 | 1 | 1 | 7 | 9 | 15 | 18 | 22 | 25 | 27 | 29 | 32 | 34 | 36 | 40 | 43 | 47 | 50 | 54 | 57 | 60 | 62 | 65 | 68 | 71 | 74 | 77 | 77 | NULL
185 |  | RES1 | USACE - Wilmington | two story w/ 1/2 living area below, Structure | 0 | 0 | 0 | 0 | 0 | 2 | 4 | 5 | 7 | 8 | 10 | 10 | 13 | 16 | 21 | 26 | 32 | 36 | 38 | 41 | 43 | 45 | 48 | 51 | 55 | 70 | 85 | 100 | 100 | NULL
189 | 1 | RES2 | FIA | Mobile home, structure, A-Zone | 0 | 0 | 0 | 0 | 11 | 44 | 63 | 73 | 78 | 79 | 81 | 82 | 83 | 84 | 85 | 86 | 88 | 89 | 90 | 91 | 92 | 94 | 95 | 96 | 97 | 98 | 99 | 100 | 100 | NULL
190 | 1 | RES2 | FIA | Mobile home, structure, V-Zone | 0 | 0 | 0 | 0 | 8 | 45 | 64 | 74 | 79 | 80 | 81 | 82 | 83 | 84 | 85 | 86 | 87 | 88 | 89 | 90 | 91 | 92 | 93 | 94 | 95 | 96 | 97 | 98 | 99 | NULL
191 |  | RES2 | USACE - Chicago | Mobile Home, structure | 0 | 0 | 0 | 0 | 10 | 44 | 63 | 73 | 78 | 80 | 81 | 82 | 82 | 82 | 82 | 82 | 82 | 82 | 82 | 82 | 82 | 82 | 82 | 82 | 82 | 82 | 82 | 82 | 82 | NULL
192 |  | RES2 | USACE - Galveston | Mobile Home, structure | 0 | 0 | 0 | 0 | 14 | 19 | 31 | 54 | 93 | 96 | 96 | 97 | 97 | 97 | 98 | 98 | 98 | 98 | 98 | 98 | 98 | 98 | 98 | 98 | 98 | 98 | 98 | 98 | 98 | NULL
193 |  | RES2 | USACE - New Orleans | Mobile Home, structure, fresh water, short duration | 0 | 0 | 0 | 6 | 10 | 45 | 46 | 46 | 50 | 66 | 66 | 66 | 66 | 66 | 66 | 66 | 66 | 66 | 66 | 66 | 66 | 66 | 66 | 66 | 66 | 66 | 66 | 66 | 66 | NULL
194 |  | RES2 | USACE - New Orleans | Mobile Home, structure, fresh water, long duration | 0 | 0 | 0 | 6 | 10 | 45 | 46 | 97 | 97 | 97 | 97 | 97 | 97 | 97 | 97 | 97 | 97 | 97 | 97 | 97 | 97 | 97 | 97 | 97 | 97 | 97 | 97 | 97 | 97 | NULL
195 |  | RES2 | USACE - New Orleans | Mobile Home, structure, salt water, short duration | 0 | 0 | 0 | 6 | 10 | 45 | 47 | 47 | 51 | 67 | 67 | 67 | 67 | 67 | 67 | 67 | 67 | 67 | 67 | 67 | 67 | 67 | 67 | 67 | 67 | 67 | 67 | 67 | 67 | NULL
196 |  | RES2 | USACE - New Orleans | Mobile Home, structure, salt water, long duration | 0 | 0 | 0 | 6 | 10 | 45 | 98 | 98 | 98 | 98 | 98 | 98 | 98 | 98 | 98 | 98 | 98 | 98 | 98 | 98 | 98 | 98 | 98 | 98 | 98 | 98 | 98 | 98 | 98 | NULL
197 |  | RES2 | USACE - New Orleans | Mobile Home, structure, fresh water, short duration | 0 | 0 | 0 | 0 | 0 | 38 | 56 | 69 | 80 | 90 | 90 | 90 | 90 | 90 | 90 | 90 | 90 | 90 | 90 | 90 | 90 | 90 | 90 | 90 | 90 | 90 | 90 | 90 | 90 | NULL
198 |  | RES2 | USACE - New Orleans | Mobile Home, structure, fresh water, long duration | 0 | 0 | 0 | 0 | 0 | 85 | 95 | 99 | 99 | 99 | 99 | 99 | 99 | 99 | 99 | 99 | 99 | 99 | 99 | 99 | 99 | 99 | 99 | 99 | 99 | 99 | 99 | 99 | 99 | NULL
199 |  | RES2 | USACE - New Orleans | Mobile Home, structure, salt water, short duration | 0 | 0 | 0 | 0 | 0 | 45 | 64 | 71 | 82 | 92 | 92 | 96 | 96 | 96 | 96 | 96 | 96 | 96 | 96 | 96 | 96 | 96 | 96 | 96 | 96 | 96 | 96 | 96 | 96 | NULL
200 |  | RES2 | USACE - New Orleans | Mobile Home, structure, salt water, long duration | 0 | 0 | 0 | 0 | 0 | 96 | 98 | 99 | 100 | 100 | 100 | 100 | 100 | 100 | 100 | 100 | 100 | 100 | 100 | 100 | 100 | 100 | 100 | 100 | 100 | 100 | 100 | 100 | 100 | NULL
201 |  | RES2 | USACE - New Orleans | Mobile Home, structure, fresh water, short duration | 0 | 0 | 0 | 1 | 17 | 45 | 49 | 49 | 52 | 57 | 58 | 58 | 63 | 63 | 63 | 63 | 63 | 63 | 63 | 63 | 63 | 63 | 63 | 63 | 63 | 63 | 63 | 63 | 63 | NULL
202 |  | RES2 | USACE - New Orleans | Mobile Home, structure, salt water, long duration | 0 | 0 | 0 | 12 | 32 | 64 | 66 | 66 | 66 | 66 | 66 | 66 | 63 | 63 | 63 | 63 | 63 | 63 | 63 | 63 | 63 | 63 | 63 | 63 | 63 | 63 | 63 | 63 | 63 | NULL
203 |  | RES2 | USACE - Wilmington | Mobile Home, structure | 1 | 1 | 2 | 3 | 8 | 27 | 42 | 60 | 93 | 96 | 96 | 97 | 97 | 97 | 98 | 98 | 98 | 98 | 99 | 99 | 99 | 99 | 99 | 99 | 100 | 100 | 100 | 100 | 100 | NULL
204 | 1 | RES3 | USACE - Chicago | Apartment Unit Grade, Structure | 0 | 0 | 0 | 0 | 15 | 16 | 25 | 28 | 29 | 31 | 40 | 43 | 43 | 45 | 46 | 47 | 47 | 49 | 50 | 51 | 52 | 53 | 54 | 55 | 56 | 57 | 58 | 59 | 60 | NULL
205 | 1 | RES3 | USACE - Chicago | Apartment Unit Sub-Grade, Structure | 0 | 0 | 4 | 8 | 12 | 15 | 20 | 23 | 28 | 33 | 37 | 43 | 48 | 51 | 53 | 55 | 57 | 59 | 60 | 61 | 62 | 63 | 64 | 65 | 66 | 67 | 68 | 69 | 70 | NULL
206 |  | RES3 | USACE - Galveston | Apartment, living area on one floor, Structure | 0 | 0 | 0 | 0 | 5 | 18 | 25 | 30 | 34 | 38 | 41 | 43 | 46 | 48 | 50 | 52 | 54 | 55 | 57 | 59 | 59 | 60 | 63 | 65 | 66 | 67 | 68 | 69 | 70 | NULL
207 |  | RES3 | USACE - Galveston | Condominium, living area on multiple floors, Structure | 0 | 0 | 0 | 0 | 5 | 28 | 29 | 31 | 36 | 37 | 39 | 40 | 41 | 42 | 44 | 46 | 48 | 52 | 55 | 58 | 61 | 64 | 68 | 69 | 70 | 71 | 72 | 73 | 74 | NULL
208 |  | RES3 | USACE - Wilmington | Apartments, Structure | 10 | 11 | 12 | 14 | 15 | 20 | 21 | 23 | 25 | 29 | 32 | 35 | 38 | 42 | 46 | 51 | 55 | 58 | 61 | 65 | 70 | 74 | 78 | 83 | 87 | 91 | 96 | 100 | 100 | NULL
209 | 1 | RES4 | USACE - Galveston | Average Hotel & Motel, structure | 0 | 0 | 0 | 0 | 0 | 3 | 5 | 6 | 7 | 9 | 12 | 14 | 18 | 21 | 26 | 31 | 36 | 41 | 46 | 50 | 54 | 58 | 62 | 66 | 70 | 74 | 78 | 82 | 86 | NULL
210 |  | RES4 | USACE - Galveston | Hotel, structure | 0 | 0 | 0 | 0 | 0 | 1 | 2 | 2 | 2 | 3 | 5 | 6 | 9 | 11 | 15 | 18 | 22 | 26 | 30 | 34 | 39 | 43 | 48 | 53 | 58 | 63 | 68 | 73 | 78 | NULL
211 |  | RES4 | USACE - Galveston | Motel Unit, structure | 0 | 0 | 0 | 0 | 0 | 4 | 7 | 10 | 12 | 15 | 18 | 22 | 26 | 31 | 37 | 43 | 50 | 56 | 61 | 65 | 69 | 72 | 76 | 79 | 82 | 85 | 88 | 91 | 94 | NULL
212 |  | RES4 | USACE - Wilmington | Hotel, structure | 0 | 0 | 0 | 0 | 11 | 21 | 30 | 37 | 42 | 47 | 51 | 56 | 61 | 66 | 70 | 75 | 79 | 84 | 88 | 92 | 96 | 100 | 100 | 100 | 100 | 100 | 100 | 100 | 100 | NULL
213 |  | RES4 | USACE - Wilmington | Motel, structure | 0 | 0 | 0 | 0 | 10 | 16 | 21 | 28 | 36 | 46 | 54 | 63 | 70 | 73 | 75 | 77 | 79 | 81 | 83 | 85 | 87 | 89 | 91 | 93 | 95 | 97 | 99 | 100 | 100 | NULL
214 | 1 | RES5 | USACE - Galveston | Average institutional dormitory, structure | 0 | 0 | 0 | 0 | 0 | 7 | 10 | 14 | 15 | 15 | 16 | 18 | 20 | 23 | 26 | 30 | 34 | 38 | 42 | 47 | 52 | 57 | 62 | 67 | 72 | 77 | 82 | 87 | 92 | RES6 default
215 | 1 | RES6 | USACE - Galveston | Nursing Home, structure | 0 | 0 | 0 | 0 | 0 | 7 | 10 | 14 | 15 | 15 | 16 | 18 | 20 | 23 | 26 | 30 | 34 | 38 | 42 | 47 | 52 | 57 | 62 | 67 | 72 | 77 | 82 | 87 | 92 | NULL
216 |  | RES6 | USACE - Wilmington | Rest Home, structure | 0 | 0 | 0 | 0 | 12 | 21 | 27 | 34 | 41 | 49 | 55 | 62 | 68 | 73 | 78 | 83 | 88 | 93 | 98 | 100 | 100 | 100 | 100 | 100 | 100 | 100 | 100 | 100 | 100 | NULL
217 | 1 | COM1 | USACE - Galveston | Average Retail, Structure | 0 | 0 | 0 | 0 | 1 | 9 | 14 | 16 | 18 | 20 | 23 | 26 | 30 | 34 | 38 | 42 | 47 | 51 | 55 | 58 | 61 | 64 | 67 | 69 | 71 | 74 | 76 | 78 | 80 | NULL
218 |  | COM1 | USACE - Galveston | Antique, structure | 0 | 0 | 0 | 0 | 0 | 17 | 17 | 18 | 19 | 21 | 23 | 25 | 28 | 32 | 35 | 39 | 43 | 47 | 52 | 56 | 61 | 65 | 70 | 75 | 80 | 85 | 90 | 95 | 100 | NULL
219 |  | COM1 | USACE - Galveston | Auto Dealer Big, structure | 0 | 0 | 0 | 0 | 0 | 17 | 17 | 18 | 19 | 21 | 23 | 25 | 28 | 32 | 35 | 39 | 43 | 49 | 52 | 56 | 61 | 65 | 70 | 75 | 80 | 85 | 90 | 95 | 100 | NULL
220 |  | COM1 | USACE - Galveston | Bait Stand, structure | 0 | 0 | 0 | 0 | 0 | 1 | 2 | 5 | 8 | 12 | 17 | 22 | 28 | 36 | 43 | 50 | 58 | 66 | 75 | 83 | 92 | 100 | 100 | 100 | 100 | 100 | 100 | 100 | 100 | NULL
221 |  | COM1 | USACE - Galveston | Bakery, structure | 0 | 0 | 0 | 0 | 12 | 17 | 21 | 25 | 28 | 31 | 34 | 36 | 38 | 41 | 43 | 45 | 47 | 48 | 50 | 52 | 54 | 55 | 57 | 59 | 61 | 63 | 65 | 67 | 69 | NULL
222 |  | COM1 | USACE - Galveston | Boat Sales/Service, structure | 0 | 0 | 0 | 0 | 14 | 20 | 32 | 33 | 34 | 36 | 38 | 42 | 50 | 56 | 60 | 63 | 67 | 70 | 73 | 76 | 78 | 81 | 84 | 86 | 88 | 90 | 92 | 94 | 96 | NULL
223 |  | COM1 | USACE - Galveston | Book Store, structure | 0 | 0 | 0 | 0 | 0 | 2 | 3 | 5 | 8 | 10 | 12 | 15 | 17 | 20 | 23 | 27 | 31 | 35 | 40 | 45 | 50 | 55 | 60 | 66 | 71 | 76 | 81 | 86 | 91 | NULL
224 |  | COM1 | USACE - Galveston | Camera Store, structure | 0 | 0 | 0 | 0 | 0 | 3 | 7 | 7 | 7 | 9 | 11 | 14 | 17 | 20 | 23 | 26 | 30 | 33 | 37 | 40 | 44 | 48 | 52 | 57 | 61 | 65 | 69 | 73 | 77 | NULL
225 |  | COM1 | USACE - Galveston | Carpet and Paint Shop, structure | 0 | 0 | 0 | 0 | 0 | 0 | 60 | 60 | 60 | 60 | 60 | 60 | 60 | 60 | 60 | 60 | 80 | 80 | 80 | 80 | 80 | 80 | 80 | 80 | 80 | 80 | 80 | 80 | 80 | NULL
226 |  | COM1 | USACE - Galveston | Clothing-Mens, structure | 0 | 0 | 0 | 0 | 0 | 8 | 10 | 11 | 13 | 15 | 18 | 21 | 24 | 28 | 32 | 37 | 41 | 46 | 51 | 56 | 61 | 66 | 71 | 76 | 81 | 86 | 91 | 96 | 100 | NULL
227 |  | COM1 | USACE - Galveston | Crafts, structure | 0 | 0 | 0 | 0 | 0 | 20 | 22 | 24 | 26 | 27 | 28 | 29 | 30 | 40 | 50 | 50 | 50 | 50 | 50 | 50 | 50 | 50 | 50 | 50 | 50 | 50 | 50 | 50 | 50 | NULL
228 |  | COM1 | USACE - Galveston | Drug Store, structure | 0 | 0 | 0 | 0 | 0 | 1 | 5 | 5 | 5 | 7 | 8 | 11 | 14 | 18 | 22 | 27 | 33 | 38 | 45 | 51 | 57 | 63 | 68 | 73 | 78 | 83 | 88 | 93 | 98 | NULL
229 |  | COM1 | USACE - Galveston | Fabric Store, structure | 0 | 0 | 0 | 0 | 0 | 15 | 20 | 30 | 35 | 40 | 45 | 50 | 60 | 70 | 80 | 85 | 90 | 95 | 100 | 100 | 100 | 100 | 100 | 100 | 100 | 100 | 100 | 100 | 100 | NULL
230 |  | COM1 | USACE - Galveston | Feed Store, structure | 0 | 0 | 0 | 0 | 0 | 20 | 24 | 28 | 32 | 34 | 36 | 38 | 40 | 42 | 44 | 46 | 48 | 50 | 50 | 50 | 50 | 50 | 50 | 50 | 50 | 50 | 50 | 50 | 50 | NULL
231 |  | COM1 | USACE - Galveston | Flea Market, structure | 0 | 0 | 0 | 0 | 1 | 2 | 2 | 3 | 4 | 4 | 4 | 4 | 4 | 4 | 4 | 4 | 4 | 4 | 4 | 4 | 4 | 4 | 4 | 4 | 4 | 4 | 4 | 4 | 4 | NULL
232 |  | COM1 | USACE - Galveston | Florist, structure | 0 | 0 | 0 | 0 | 0 | 7 | 7 | 8 | 9 | 11 | 13 | 16 | 19 | 22 | 26 | 30 | 34 | 38 | 42 | 46 | 51 | 55 | 60 | 64 | 68 | 72 | 76 | 80 | 84 | NULL
233 |  | COM1 | USACE - Galveston | Fruit Stand, structure | 0 | 0 | 0 | 0 | 0 | 1 | 2 | 5 | 8 | 12 | 17 | 22 | 28 | 36 | 43 | 50 | 58 | 66 | 75 | 83 | 92 | 100 | 100 | 100 | 100 | 100 | 100 | 100 | 100 | NULL
234 |  | COM1 | USACE - Galveston | Large Furniture, structure | 0 | 0 | 0 | 0 | 0 | 2 | 4 | 4 | 5 | 6 | 7 | 9 | 11 | 14 | 17 | 21 | 25 | 29 | 33 | 37 | 42 | 46 | 51 | 55 | 59 | 63 | 67 | 71 | 75 | NULL
235 |  | COM1 | USACE - Galveston | Gas/Butane Supply, structure | 0 | 0 | 0 | 0 | 17 | 17 | 17 | 17 | 23 | 32 | 45 | 55 | 61 | 66 | 69 | 73 | 76 | 78 | 80 | 82 | 85 | 86 | 87 | 89 | 91 | 93 | 95 | 97 | 99 | NULL
236 |  | COM1 | USACE - Galveston | Gift Shop, structure | 0 | 0 | 0 | 0 | 0 | 5 | 8 | 9 | 9 | 9 | 11 | 14 | 18 | 24 | 31 | 40 | 50 | 58 | 64 | 69 | 73 | 77 | 80 | 83 | 86 | 89 | 92 | 95 | 98 | NULL
237 |  | COM1 | USACE - Galveston | Greenhouse, structure | 0 | 0 | 0 | 0 | 0 | 5 | 11 | 16 | 21 | 26 | 31 | 37 | 42 | 47 | 52 | 56 | 61 | 65 | 70 | 74 | 78 | 81 | 84 | 87 | 90 | 93 | 96 | 99 | 100 | NULL
238 |  | COM1 | USACE - Galveston | Small Grocery, structure | 0 | 0 | 0 | 0 | 0 | 20 | 22 | 24 | 26 | 28 | 30 | 32 | 34 | 36 | 38 | 39 | 40 | 43 | 47 | 50 | 50 | 50 | 50 | 50 | 50 | 50 | 50 | 50 | 50 | NULL
239 |  | COM1 | USACE - Galveston | Medium Grocery, structure | 0 | 0 | 0 | 0 | 0 | 3 | 4 | 5 | 6 | 7 | 10 | 14 | 20 | 29 | 37 | 44 | 50 | 55 | 59 | 63 | 67 | 71 | 75 | 78 | 82 | 86 | 90 | 94 | 98 | NULL
240 |  | COM1 | USACE - Galveston | Gun Shop, structure | 0 | 0 | 0 | 0 | 0 | 10 | 10 | 10 | 11 | 12 | 13 | 14 | 16 | 18 | 20 | 22 | 25 | 29 | 34 | 41 | 50 | 58 | 63 | 68 | 73 | 78 | 83 | 88 | 93 | NULL
241 |  | COM1 | USACE - Galveston | Hardware, structure | 0 | 0 | 0 | 0 | 0 | 12 | 12 | 12 | 12 | 12 | 12 | 14 | 15 | 18 | 21 | 25 | 30 | 35 | 40 | 46 | 52 | 58 | 64 | 70 | 76 | 82 | 88 | 94 | 100 | NULL
242 |  | COM1 | USACE - Galveston | Hobby Shop, structure | 0 | 0 | 0 | 0 | 0 | 18 | 20 | 20 | 20 | 20 | 20 | 22 | 27 | 33 | 39 | 44 | 49 | 53 | 58 | 62 | 66 | 69 | 73 | 77 | 81 | 85 | 89 | 93 | 97 | NULL
243 |  | COM1 | USACE - Galveston | Lawnmower, structure | 0 | 0 | 0 | 0 | 0 | 12 | 13 | 15 | 16 | 17 | 18 | 21 | 25 | 30 | 35 | 42 | 50 | 57 | 63 | 67 | 72 | 75 | 79 | 82 | 85 | 88 | 91 | 94 | 97 | NULL
244 |  | COM1 | USACE - Galveston | Liquor Store, structure | 0 | 0 | 0 | 0 | 0 | 1 | 1 | 2 | 2 | 3 | 5 | 6 | 8 | 11 | 16 | 22 | 29 | 39 | 50 | 60 | 67 | 72 | 77 | 80 | 83 | 86 | 89 | 92 | 95 | NULL
245 |  | COM1 | USACE - Galveston | Meat Market, structure | 0 | 0 | 0 | 0 | 0 | 10 | 10 | 10 | 11 | 12 | 14 | 17 | 23 | 31 | 38 | 44 | 50 | 55 | 61 | 66 | 71 | 75 | 79 | 83 | 87 | 91 | 95 | 99 | 100 | NULL
246 |  | COM1 | USACE - Galveston | Motorcycle Dealer, structure | 0 | 0 | 0 | 0 | 0 | 20 | 25 | 30 | 35 | 40 | 45 | 50 | 60 | 70 | 80 | 80 | 80 | 80 | 80 | 80 | 80 | 80 | 80 | 80 | 80 | 80 | 80 | 80 | 80 | NULL
247 |  | COM1 | USACE - Galveston | Music Center, structure | 0 | 0 | 0 | 0 | 5 | 10 | 13 | 14 | 15 | 15 | 15 | 16 | 18 | 23 | 27 | 37 | 50 | 59 | 66 | 71 | 75 | 78 | 82 | 84 | 86 | 88 | 90 | 92 | 94 | NULL
248 |  | COM1 | USACE - Galveston | Nursery, structure | 0 | 0 | 0 | 0 | 2 | 2 | 3 | 6 | 10 | 15 | 22 | 27 | 32 | 37 | 41 | 46 | 50 | 54 | 58 | 62 | 65 | 69 | 73 | 77 | 81 | 85 | 89 | 93 | 97 | NULL
249 |  | COM1 | USACE - Galveston | Paint Store, structure | 0 | 0 | 0 | 0 | 0 | 0 | 30 | 37 | 43 | 55 | 60 | 67 | 75 | 80 | 83 | 86 | 90 | 90 | 90 | 90 | 90 | 90 | 90 | 90 | 90 | 90 | 90 | 90 | 90 | NULL
250 |  | COM1 | USACE - Galveston | Pawn Shop, structure | 0 | 0 | 0 | 0 | 0 | 20 | 30 | 33 | 36 | 39 | 42 | 45 | 47 | 50 | 50 | 50 | 60 | 60 | 60 | 60 | 60 | 60 | 60 | 60 | 60 | 60 | 60 | 60 | 60 | NULL
251 |  | COM1 | USACE - Galveston | Remnant Shop, structure | 0 | 0 | 0 | 0 | 0 | 0 | 15 | 15 | 20 | 25 | 30 | 35 | 40 | 45 | 50 | 55 | 65 | 75 | 80 | 80 | 80 | 80 | 80 | 80 | 80 | 80 | 80 | 80 | 80 | NULL
252 |  | COM1 | USACE - Galveston | Service Station, structure | 0 | 0 | 0 | 0 | 0 | 0 | 1 | 3 | 5 | 7 | 10 | 13 | 16 | 19 | 23 | 27 | 33 | 38 | 49 | 60 | 69 | 76 | 82 | 86 | 90 | 94 | 98 | 100 | 100 | NULL
253 |  | COM1 | USACE - Galveston | Shoe Repair, structure | 0 | 0 | 0 | 0 | 0 | 3 | 6 | 9 | 12 | 15 | 18 | 21 | 24 | 27 | 30 | 33 | 36 | 39 | 40 | 45 | 50 | 50 | 50 | 50 | 50 | 50 | 50 | 50 | 50 | NULL
254 |  | COM1 | USACE - Galveston | Toy Store, structure | 0 | 0 | 0 | 0 | 0 | 8 | 9 | 10 | 12 | 15 | 17 | 18 | 18 | 19 | 20 | 23 | 26 | 29 | 33 | 38 | 43 | 49 | 55 | 61 | 67 | 73 | 79 | 85 | 91 | NULL
255 |  | COM1 | USACE - Galveston | Tractor Sales, structure | 0 | 0 | 0 | 0 | 0 | 9 | 13 | 18 | 21 | 22 | 23 | 24 | 25 | 25 | 25 | 26 | 27 | 28 | 29 | 29 | 30 | 31 | 31 | 32 | 33 | 34 | 35 | 36 | 37 | NULL
256 |  | COM1 | USACE - Galveston | Trophy Shop, structure | 0 | 0 | 0 | 0 | 0 | 8 | 9 | 10 | 12 | 15 | 17 | 18 | 18 | 19 | 20 | 23 | 29 | 33 | 38 | 43 | 49 | 55 | 61 | 67 | 73 | 79 | 85 | 91 | 97 | NULL
257 |  | COM1 | USACE - Galveston | Upholstery Shop, structure | 0 | 0 | 0 | 0 | 0 | 10 | 10 | 10 | 11 | 12 | 13 | 14 | 15 | 20 | 30 | 30 | 30 | 30 | 30 | 30 | 30 | 30 | 30 | 30 | 30 | 30 | 30 | 30 | 30 | NULL
258 |  | COM1 | USACE - Galveston | Used Appliances/Cloth, structure | 0 | 0 | 0 | 0 | 0 | 10 | 12 | 14 | 16 | 18 | 20 | 23 | 26 | 30 | 40 | 45 | 55 | 55 | 55 | 55 | 55 | 55 | 55 | 55 | 55 | 55 | 55 | 55 | 55 | NULL
259 |  | COM1 | USACE - Galveston | Used Furniture, structure | 0 | 0 | 0 | 0 | 0 | 0 | 20 | 24 | 28 | 32 | 36 | 40 | 44 | 48 | 50 | 50 | 55 | 55 | 60 | 60 | 60 | 60 | 60 | 60 | 60 | 60 | 60 | 60 | 60 | NULL
260 |  | COM1 | USACE - Galveston | Vacuum Cleaner Sales, structure | 0 | 0 | 0 | 0 | 0 | 10 | 15 | 20 | 25 | 30 | 33 | 36 | 40 | 50 | 55 | 60 | 60 | 60 | 60 | 60 | 60 | 60 | 60 | 60 | 60 | 60 | 60 | 60 | 60 | NULL
261 |  | COM1 | USACE - Galveston | Video Games, structure | 0 | 0 | 0 | 0 | 0 | 0 | 0 | 2 | 5 | 10 | 10 | 15 | 15 | 20 | 20 | 25 | 25 | 35 | 35 | 45 | 45 | 45 | 45 | 45 | 45 | 45 | 45 | 45 | 45 | NULL
262 |  | COM1 | USACE - Wilmington | Appliances, structure | 0 | 0 | 0 | 0 | 5 | 14 | 23 | 32 | 38 | 44 | 51 | 56 | 60 | 63 | 66 | 68 | 71 | 73 | 75 | 77 | 79 | 81 | 83 | 85 | 87 | 89 | 91 | 93 | 95 | NULL
263 |  | COM1 | USACE - Wilmington | Auto Dealership, structure | 0 | 0 | 0 | 0 | 4 | 6 | 9 | 14 | 20 | 29 | 43 | 58 | 68 | 73 | 78 | 82 | 87 | 91 | 94 | 97 | 100 | 100 | 100 | 100 | 100 | 100 | 100 | 100 | 100 | NULL
264 |  | COM1 | USACE - Wilmington | Bait Stand, structure | 0 | 0 | 0 | 0 | 6 | 10 | 12 | 16 | 23 | 37 | 54 | 74 | 83 | 87 | 90 | 92 | 93 | 93 | 94 | 95 | 96 | 97 | 98 | 99 | 100 | 100 | 100 | 100 | 100 | NULL
265 |  | COM1 | USACE - Wilmington | Book Store, structure | 0 | 0 | 0 | 0 | 9 | 17 | 24 | 29 | 36 | 48 | 61 | 75 | 84 | 86 | 87 | 89 | 91 | 92 | 92 | 93 | 94 | 95 | 96 | 97 | 98 | 99 | 100 | 100 | 100 | NULL
266 |  | COM1 | USACE - Wilmington | Clothing, structure | 0 | 0 | 0 | 0 | 5 | 19 | 43 | 60 | 66 | 72 | 77 | 83 | 87 | 90 | 91 | 93 | 94 | 95 | 96 | 97 | 98 | 99 | 100 | 100 | 100 | 100 | 100 | 100 | 100 | NULL
267 |  | COM1 | USACE - Wilmington | Department Store, structure | 0 | 0 | 0 | 0 | 15 | 20 | 29 | 37 | 44 | 50 | 55 | 62 | 67 | 71 | 75 | 79 | 84 | 88 | 97 | 100 | 100 | 100 | 100 | 100 | 100 | 100 | 100 | 100 | 100 | NULL
268 |  | COM1 | USACE - Wilmington | Drug, Super, structure | 0 | 0 | 0 | 0 | 5 | 18 | 36 | 50 | 57 | 64 | 70 | 78 | 83 | 85 | 86 | 86 | 88 | 89 | 90 | 91 | 92 | 93 | 94 | 95 | 96 | 97 | 98 | 99 | 100 | NULL
269 |  | COM1 | USACE - Wilmington | Furniture, structure | 0 | 0 | 0 | 0 | 15 | 25 | 34 | 40 | 44 | 47 | 50 | 52 | 55 | 59 | 62 | 65 | 68 | 71 | 74 | 77 | 80 | 83 | 86 | 89 | 92 | 95 | 98 | 100 | 100 | NULL
270 |  | COM1 | USACE - Wilmington | Hardware, structure | 0 | 0 | 0 | 0 | 4 | 10 | 19 | 25 | 29 | 33 | 37 | 42 | 47 | 51 | 55 | 59 | 64 | 68 | 72 | 76 | 80 | 84 | 88 | 92 | 96 | 100 | 100 | 100 | 100 | NULL
271 |  | COM1 | USACE - Wilmington | Liquor, structure | 0 | 0 | 0 | 0 | 8 | 13 | 17 | 21 | 25 | 29 | 35 | 40 | 46 | 51 | 56 | 60 | 65 | 70 | 74 | 78 | 82 | 86 | 90 | 94 | 98 | 100 | 100 | 100 | 100 | NULL
272 |  | COM1 | USACE - Wilmington | Drive thru market, structure | 0 | 0 | 0 | 0 | 2 | 14 | 26 | 38 | 50 | 60 | 71 | 83 | 91 | 95 | 97 | 98 | 98 | 99 | 100 | 100 | 100 | 100 | 100 | 100 | 100 | 100 | 100 | 100 | 100 | NULL
273 |  | COM1 | USACE - Wilmington | Supermarket, structure | 0 | 0 | 0 | 0 | 6 | 19 | 35 | 48 | 56 | 64 | 72 | 80 | 86 | 90 | 90 | 91 | 92 | 93 | 94 | 95 | 96 | 97 | 98 | 99 | 100 | 100 | 100 | 100 | 100 | NULL
274 |  | COM1 | USACE - Wilmington | Service Station, structure | 0 | 0 | 0 | 0 | 7 | 13 | 21 | 28 | 33 | 37 | 42 | 47 | 52 | 57 | 61 | 66 | 71 | 75 | 80 | 84 | 88 | 92 | 96 | 100 | 100 | 100 | 100 | 100 | 100 | NULL
275 |  | COM1 | USACE - Wilmington | Variety Store, structure | 0 | 0 | 0 | 0 | 5 | 11 | 18 | 24 | 30 | 35 | 39 | 43 | 48 | 53 | 57 | 57 | 66 | 70 | 75 | 79 | 83 | 87 | 91 | 95 | 99 | 100 | 100 | 100 | 100 | NULL
276 |  | COM1 | USACE - New Orleans | Bakery, structure, salt water, long duration | 0 | 0 | 0 | 0 | 0 | 100 | 100 | 100 | 100 | 100 | 100 | 100 | 100 | 100 | 100 | 100 | 100 | 100 | 100 | 100 | 100 | 100 | 100 | 100 | 100 | 100 | 100 | 100 | 100 | NULL
277 |  | COM1 | USACE - New Orleans | Bakery, structure, salt water, short duration | 0 | 0 | 0 | 0 | 0 | 30 | 87 | 95 | 99 | 100 | 100 | 100 | 100 | 100 | 100 | 100 | 100 | 100 | 100 | 100 | 100 | 100 | 100 | 100 | 100 | 100 | 100 | 100 | 100 | NULL
278 |  | COM1 | USACE - New Orleans | Bakery, structure, fresh water, long duration | 0 | 0 | 0 | 0 | 0 | 92 | 92 | 94 | 95 | 95 | 96 | 96 | 96 | 96 | 96 | 96 | 96 | 96 | 96 | 96 | 96 | 96 | 96 | 96 | 96 | 96 | 96 | 96 | 96 | NULL
279 |  | COM1 | USACE - New Orleans | Bakery, structure, fresh water, short duration | 0 | 0 | 0 | 0 | 0 | 27 | 79 | 87 | 90 | 96 | 96 | 96 | 96 | 96 | 96 | 96 | 96 | 96 | 96 | 96 | 96 | 96 | 96 | 96 | 96 | 96 | 96 | 96 | 96 | NULL
280 |  | COM1 | USACE - New Orleans | Bakery, structure, composite water & duration | 0 | 0 | 0 | 0 | 0 | 39 | 54 | 66 | 79 | 92 | 97 | 98 | 100 | 100 | 100 | 100 | 100 | 100 | 100 | 100 | 100 | 100 | 100 | 100 | 100 | 100 | 100 | 100 | 100 | NULL
281 |  | COM1 | USACE - New Orleans | Candy Store, structure, salt water, long duration | 0 | 0 | 0 | 0 | 0 | 100 | 100 | 100 | 100 | 100 | 100 | 100 | 100 | 100 | 100 | 100 | 100 | 100 | 100 | 100 | 100 | 100 | 100 | 100 | 100 | 100 | 100 | 100 | 100 | NULL
282 |  | COM1 | USACE - New Orleans | Candy Store, structure, salt water, short duration | 0 | 0 | 0 | 0 | 0 | 30 | 87 | 95 | 99 | 100 | 100 | 100 | 100 | 100 | 100 | 100 | 100 | 100 | 100 | 100 | 100 | 100 | 100 | 100 | 100 | 100 | 100 | 100 | 100 | NULL
283 |  | COM1 | USACE - New Orleans | Candy Store, structure, fresh water, long duration | 0 | 0 | 0 | 0 | 0 | 92 | 92 | 94 | 95 | 95 | 96 | 96 | 96 | 96 | 96 | 96 | 96 | 96 | 96 | 96 | 96 | 96 | 96 | 96 | 96 | 96 | 96 | 96 | 96 | NULL
284 |  | COM1 | USACE - New Orleans | Candy Store, structure, fresh water, short duration | 0 | 0 | 0 | 0 | 0 | 27 | 79 | 87 | 90 | 96 | 96 | 96 | 96 | 96 | 96 | 96 | 96 | 96 | 96 | 96 | 96 | 96 | 96 | 96 | 96 | 96 | 96 | 96 | 96 | NULL
285 |  | COM1 | USACE - New Orleans | Candy Store, structure, composite water & duration | 0 | 0 | 0 | 0 | 0 | 39 | 54 | 66 | 79 | 92 | 97 | 98 | 100 | 100 | 100 | 100 | 100 | 100 | 100 | 100 | 100 | 100 | 100 | 100 | 100 | 100 | 100 | 100 | 100 | NULL
286 |  | COM1 | USACE - New Orleans | Clothing Store, structure, salt water, long duration | 0 | 0 | 0 | 0 | 0 | 61 | 75 | 85 | 95 | 100 | 100 | 100 | 100 | 100 | 100 | 100 | 100 | 100 | 100 | 100 | 100 | 100 | 100 | 100 | 100 | 100 | 100 | 100 | 100 | NULL
287 |  | COM1 | USACE - New Orleans | Clothing Store, structure, salt water, short duration | 0 | 0 | 0 | 0 | 0 | 25 | 61 | 75 | 85 | 95 | 100 | 100 | 100 | 100 | 100 | 100 | 100 | 100 | 100 | 100 | 100 | 100 | 100 | 100 | 100 | 100 | 100 | 100 | 100 | NULL
288 |  | COM1 | USACE - New Orleans | Clothing Store, structure, fresh water, long duration | 0 | 0 | 0 | 0 | 0 | 55 | 69 | 77 | 86 | 94 | 94 | 94 | 94 | 97 | 97 | 97 | 97 | 97 | 97 | 97 | 97 | 97 | 97 | 97 | 97 | 97 | 97 | 97 | 97 | NULL
289 |  | COM1 | USACE - New Orleans | Clothing Store, structure, fresh water, short duration | 0 | 0 | 0 | 0 | 0 | 23 | 55 | 69 | 77 | 86 | 94 | 94 | 94 | 94 | 97 | 97 | 97 | 97 | 97 | 97 | 97 | 97 | 97 | 97 | 97 | 97 | 97 | 97 | 97 | NULL
290 |  | COM1 | USACE - New Orleans | Clothing Store, structure, composite water & duration | 0 | 0 | 0 | 0 | 0 | 30 | 55 | 65 | 77 | 88 | 96 | 96 | 97 | 97 | 97 | 97 | 97 | 100 | 100 | 100 | 100 | 100 | 100 | 100 | 100 | 100 | 100 | 100 | 100 | NULL
291 |  | COM1 | USACE - New Orleans | Convenience Store, structure, salt water, long duration | 0 | 0 | 0 | 0 | 0 | 100 | 100 | 100 | 100 | 100 | 100 | 100 | 100 | 100 | 100 | 100 | 100 | 100 | 100 | 100 | 100 | 100 | 100 | 100 | 100 | 100 | 100 | 100 | 100 | NULL
292 |  | COM1 | USACE - New Orleans | Convenience Store, structure, salt water, short duration | 0 | 0 | 0 | 0 | 0 | 30 | 87 | 95 | 99 | 100 | 100 | 100 | 100 | 100 | 100 | 100 | 100 | 100 | 100 | 100 | 100 | 100 | 100 | 100 | 100 | 100 | 100 | 100 | 100 | NULL
293 |  | COM1 | USACE - New Orleans | Convenience Store, structure, fresh water, long duration | 0 | 0 | 0 | 0 | 0 | 92 | 92 | 94 | 95 | 95 | 96 | 96 | 96 | 96 | 96 | 96 | 96 | 96 | 96 | 96 | 96 | 96 | 96 | 96 | 96 | 96 | 96 | 96 | 96 | NULL
294 |  | COM1 | USACE - New Orleans | Convenience Store, structure, fresh water, short duration | 0 | 0 | 0 | 0 | 0 | 27 | 79 | 87 | 90 | 96 | 96 | 96 | 96 | 96 | 96 | 96 | 96 | 96 | 96 | 96 | 96 | 96 | 96 | 96 | 96 | 96 | 96 | 96 | 96 | NULL
295 |  | COM1 | USACE - New Orleans | Convenience Store, structure, composite water & duration | 0 | 0 | 0 | 0 | 0 | 39 | 54 | 66 | 79 | 92 | 97 | 98 | 100 | 100 | 100 | 100 | 100 | 100 | 100 | 100 | 100 | 100 | 100 | 100 | 100 | 100 | 100 | 100 | 100 | NULL
296 |  | COM1 | USACE - New Orleans | Department Store, structure, salt water, long duration | 0 | 0 | 0 | 0 | 0 | 61 | 75 | 85 | 95 | 100 | 100 | 100 | 100 | 100 | 100 | 100 | 100 | 100 | 100 | 100 | 100 | 100 | 100 | 100 | 100 | 100 | 100 | 100 | 100 | NULL
297 |  | COM1 | USACE - New Orleans | Department Store, structure, salt water, short duration | 0 | 0 | 0 | 0 | 0 | 25 | 61 | 75 | 85 | 95 | 100 | 100 | 100 | 100 | 100 | 100 | 100 | 100 | 100 | 100 | 100 | 100 | 100 | 100 | 100 | 100 | 100 | 100 | 100 | NULL
298 |  | COM1 | USACE - New Orleans | Department Store, structure, fresh water, long duration | 0 | 0 | 0 | 0 | 0 | 55 | 69 | 77 | 86 | 94 | 94 | 94 | 94 | 97 | 97 | 97 | 97 | 97 | 97 | 97 | 97 | 97 | 97 | 97 | 97 | 97 | 97 | 97 | 97 | NULL
299 |  | COM1 | USACE - New Orleans | Department Store, structure, fresh water, short duration | 0 | 0 | 0 | 0 | 0 | 23 | 55 | 69 | 77 | 86 | 94 | 94 | 94 | 94 | 97 | 97 | 97 | 97 | 97 | 97 | 97 | 97 | 97 | 97 | 97 | 97 | 97 | 97 | 97 | NULL
300 |  | COM1 | USACE - New Orleans | Department Store, structure, composite water & duration | 0 | 0 | 0 | 0 | 0 | 30 | 55 | 65 | 77 | 88 | 96 | 96 | 97 | 97 | 97 | 97 | 97 | 100 | 100 | 100 | 100 | 100 | 100 | 100 | 100 | 100 | 100 | 100 | 100 | NULL
301 |  | COM1 | USACE - New Orleans | Furniture Store, structure, salt water, long duration | 0 | 0 | 0 | 0 | 0 | 61 | 75 | 85 | 95 | 100 | 100 | 100 | 100 | 100 | 100 | 100 | 100 | 100 | 100 | 100 | 100 | 100 | 100 | 100 | 100 | 100 | 100 | 100 | 100 | NULL
302 |  | COM1 | USACE - New Orleans | Furniture Store, structure, salt water, short duration | 0 | 0 | 0 | 0 | 0 | 25 | 61 | 75 | 85 | 95 | 100 | 100 | 100 | 100 | 100 | 100 | 100 | 100 | 100 | 100 | 100 | 100 | 100 | 100 | 100 | 100 | 100 | 100 | 100 | NULL
303 |  | COM1 | USACE - New Orleans | Furniture Store, structure, fresh water, long duration | 0 | 0 | 0 | 0 | 0 | 55 | 69 | 77 | 86 | 94 | 94 | 94 | 94 | 97 | 97 | 97 | 97 | 97 | 97 | 97 | 97 | 97 | 97 | 97 | 97 | 97 | 97 | 97 | 97 | NULL
304 |  | COM1 | USACE - New Orleans | Furniture Store, structure, fresh water, short duration | 0 | 0 | 0 | 0 | 0 | 23 | 55 | 69 | 77 | 86 | 94 | 94 | 94 | 94 | 97 | 97 | 97 | 97 | 97 | 97 | 97 | 97 | 97 | 97 | 97 | 97 | 97 | 97 | 97 | NULL
305 |  | COM1 | USACE - New Orleans | Furniture Store, structure, composite water & duration | 0 | 0 | 0 | 0 | 0 | 30 | 55 | 65 | 77 | 88 | 96 | 96 | 97 | 97 | 97 | 97 | 97 | 100 | 100 | 100 | 100 | 100 | 100 | 100 | 100 | 100 | 100 | 100 | 100 | NULL
306 |  | COM1 | USACE - New Orleans | Gas Station, structure, salt water, long duration | 0 | 0 | 0 | 0 | 0 | 100 | 100 | 100 | 100 | 100 | 100 | 100 | 100 | 100 | 100 | 100 | 100 | 100 | 100 | 100 | 100 | 100 | 100 | 100 | 100 | 100 | 100 | 100 | 100 | NULL
307 |  | COM1 | USACE - New Orleans | Gas Station, structure, salt water, short duration | 0 | 0 | 0 | 0 | 0 | 30 | 87 | 95 | 99 | 100 | 100 | 100 | 100 | 100 | 100 | 100 | 100 | 100 | 100 | 100 | 100 | 100 | 100 | 100 | 100 | 100 | 100 | 100 | 100 | NULL
308 |  | COM1 | USACE - New Orleans | Gas Station, structure, fresh water, long duration | 0 | 0 | 0 | 0 | 0 | 92 | 92 | 94 | 95 | 95 | 96 | 96 | 96 | 96 | 96 | 96 | 96 | 96 | 96 | 96 | 96 | 96 | 96 | 96 | 96 | 96 | 96 | 96 | 96 | NULL
309 |  | COM1 | USACE - New Orleans | Gas Station, structure, fresh water, short duration | 0 | 0 | 0 | 0 | 0 | 27 | 79 | 87 | 90 | 96 | 96 | 96 | 96 | 96 | 96 | 96 | 96 | 96 | 96 | 96 | 96 | 96 | 96 | 96 | 96 | 96 | 96 | 96 | 96 | NULL
310 |  | COM1 | USACE - New Orleans | Gas Station, structure, composite water & duration | 0 | 0 | 0 | 0 | 0 | 39 | 54 | 66 | 79 | 92 | 97 | 98 | 100 | 100 | 100 | 100 | 100 | 100 | 100 | 100 | 100 | 100 | 100 | 100 | 100 | 100 | 100 | 100 | 100 | NULL
311 |  | COM1 | USACE - New Orleans | Large Grocery, structure, salt water, long duration | 0 | 0 | 0 | 0 | 0 | 100 | 100 | 100 | 100 | 100 | 100 | 100 | 100 | 100 | 100 | 100 | 100 | 100 | 100 | 100 | 100 | 100 | 100 | 100 | 100 | 100 | 100 | 100 | 100 | NULL
312 |  | COM1 | USACE - New Orleans | Large Grocery, structure, salt water, short duration | 0 | 0 | 0 | 0 | 0 | 30 | 87 | 95 | 99 | 100 | 100 | 100 | 100 | 100 | 100 | 100 | 100 | 100 | 100 | 100 | 100 | 100 | 100 | 100 | 100 | 100 | 100 | 100 | 100 | NULL
313 |  | COM1 | USACE - New Orleans | Large Grocery, structure, fresh water, long duration | 0 | 0 | 0 | 0 | 0 | 92 | 92 | 94 | 95 | 95 | 96 | 96 | 96 | 96 | 96 | 96 | 96 | 96 | 96 | 96 | 96 | 96 | 96 | 96 | 96 | 96 | 96 | 96 | 96 | NULL
314 |  | COM1 | USACE - New Orleans | Large Grocery, structure, fresh water, short duration | 0 | 0 | 0 | 0 | 0 | 27 | 79 | 87 | 90 | 96 | 96 | 96 | 96 | 96 | 96 | 96 | 96 | 96 | 96 | 96 | 96 | 96 | 96 | 96 | 96 | 96 | 96 | 96 | 96 | NULL
315 |  | COM1 | USACE - New Orleans | Large Grocery, structure, composite water & duration | 0 | 0 | 0 | 0 | 0 | 39 | 54 | 66 | 79 | 92 | 97 | 98 | 100 | 100 | 100 | 100 | 100 | 100 | 100 | 100 | 100 | 100 | 100 | 100 | 100 | 100 | 100 | 100 | 100 | NULL
316 |  | COM1 | USACE - New Orleans | Neigborhood Grocery, structure, salt water, long duration | 0 | 0 | 0 | 0 | 0 | 100 | 100 | 100 | 100 | 100 | 100 | 100 | 100 | 100 | 100 | 100 | 100 | 100 | 100 | 100 | 100 | 100 | 100 | 100 | 100 | 100 | 100 | 100 | 100 | NULL
317 |  | COM1 | USACE - New Orleans | Neigborhood Grocery, structure, salt water, short duration | 0 | 0 | 0 | 0 | 0 | 30 | 87 | 95 | 99 | 100 | 100 | 100 | 100 | 100 | 100 | 100 | 100 | 100 | 100 | 100 | 100 | 100 | 100 | 100 | 100 | 100 | 100 | 100 | 100 | NULL
318 |  | COM1 | USACE - New Orleans | Neigborhood Grocery, structure, fresh water, long duration | 0 | 0 | 0 | 0 | 0 | 92 | 92 | 94 | 95 | 95 | 96 | 96 | 96 | 96 | 96 | 96 | 96 | 96 | 96 | 96 | 96 | 96 | 96 | 96 | 96 | 96 | 96 | 96 | 96 | NULL
319 |  | COM1 | USACE - New Orleans | Neigborhood Grocery, structure, fresh water, short duration | 0 | 0 | 0 | 0 | 0 | 27 | 79 | 87 | 90 | 96 | 96 | 96 | 96 | 96 | 96 | 96 | 96 | 96 | 96 | 96 | 96 | 96 | 96 | 96 | 96 | 96 | 96 | 96 | 96 | NULL
320 |  | COM1 | USACE - New Orleans | Neigborhood Grocery, structure, composite water & duration | 0 | 0 | 0 | 0 | 0 | 39 | 54 | 66 | 79 | 92 | 97 | 98 | 100 | 100 | 100 | 100 | 100 | 100 | 100 | 100 | 100 | 100 | 100 | 100 | 100 | 100 | 100 | 100 | 100 | NULL
321 |  | COM1 | USACE - New Orleans | Home Repair Store, structure, salt water, long duration | 0 | 0 | 0 | 0 | 0 | 34 | 69 | 71 | 72 | 81 | 84 | 84 | 84 | 84 | 84 | 84 | 84 | 84 | 84 | 84 | 84 | 84 | 84 | 84 | 84 | 84 | 84 | 84 | 84 | NULL
322 |  | COM1 | USACE - New Orleans | Home Repair Store, structure, salt water, short duration | 0 | 0 | 0 | 0 | 0 | 21 | 33 | 66 | 67 | 69 | 77 | 80 | 80 | 80 | 80 | 80 | 80 | 80 | 80 | 80 | 80 | 80 | 80 | 80 | 80 | 80 | 80 | 80 | 80 | NULL
323 |  | COM1 | USACE - New Orleans | Home Repair Store, structure, fresh water, long duration | 0 | 0 | 0 | 0 | 0 | 31 | 63 | 64 | 66 | 73 | 76 | 76 | 76 | 76 | 76 | 76 | 76 | 76 | 76 | 76 | 76 | 76 | 76 | 76 | 76 | 76 | 76 | 76 | 76 | NULL
324 |  | COM1 | USACE - New Orleans | Home Repair Store, structure, fresh water, short duration | 0 | 0 | 0 | 0 | 0 | 20 | 31 | 63 | 64 | 66 | 73 | 76 | 76 | 76 | 76 | 76 | 76 | 76 | 76 | 76 | 76 | 76 | 76 | 76 | 76 | 76 | 76 | 76 | 76 | NULL
325 |  | COM1 | USACE - New Orleans | Home Repair Store, structure, composite water & duration | 0 | 0 | 0 | 0 | 0 | 30 | 41 | 52 | 65 | 75 | 91 | 93 | 93 | 93 | 99 | 100 | 100 | 100 | 100 | 100 | 100 | 100 | 100 | 100 | 100 | 100 | 100 | 100 | 100 | NULL
326 |  | COM1 | USACE - New Orleans | Liquor Store, structure, salt water, long duration | 0 | 0 | 0 | 0 | 0 | 100 | 100 | 100 | 100 | 100 | 100 | 100 | 100 | 100 | 100 | 100 | 100 | 100 | 100 | 100 | 100 | 100 | 100 | 100 | 100 | 100 | 100 | 100 | 100 | NULL
327 |  | COM1 | USACE - New Orleans | Liquor Store, structure, salt water, short duration | 0 | 0 | 0 | 0 | 0 | 30 | 87 | 95 | 99 | 100 | 100 | 100 | 100 | 100 | 100 | 100 | 100 | 100 | 100 | 100 | 100 | 100 | 100 | 100 | 100 | 100 | 100 | 100 | 100 | NULL
328 |  | COM1 | USACE - New Orleans | Liquor Store, structure, fresh water, long duration | 0 | 0 | 0 | 0 | 0 | 92 | 92 | 94 | 95 | 95 | 96 | 96 | 96 | 96 | 96 | 96 | 96 | 96 | 96 | 96 | 96 | 96 | 96 | 96 | 96 | 96 | 96 | 96 | 96 | NULL
329 |  | COM1 | USACE - New Orleans | Liquor Store, structure, fresh water, short duration | 0 | 0 | 0 | 0 | 0 | 27 | 79 | 87 | 90 | 96 | 96 | 96 | 96 | 96 | 96 | 96 | 96 | 96 | 96 | 96 | 96 | 96 | 96 | 96 | 96 | 96 | 96 | 96 | 96 | NULL
330 |  | COM1 | USACE - New Orleans | Liquor Store, structure, composite water & duration | 0 | 0 | 0 | 0 | 0 | 39 | 54 | 66 | 79 | 92 | 97 | 98 | 100 | 100 | 100 | 100 | 100 | 100 | 100 | 100 | 100 | 100 | 100 | 100 | 100 | 100 | 100 | 100 | 100 | NULL
331 |  | COM1 | USACE - New Orleans | Shoe Store, structure, salt water, long duration | 0 | 0 | 0 | 0 | 0 | 61 | 75 | 85 | 95 | 100 | 100 | 100 | 100 | 100 | 100 | 100 | 100 | 100 | 100 | 100 | 100 | 100 | 100 | 100 | 100 | 100 | 100 | 100 | 100 | NULL
332 |  | COM1 | USACE - New Orleans | Shoe Store, structure, salt water, short duration | 0 | 0 | 0 | 0 | 0 | 25 | 61 | 75 | 85 | 95 | 100 | 100 | 100 | 100 | 100 | 100 | 100 | 100 | 100 | 100 | 100 | 100 | 100 | 100 | 100 | 100 | 100 | 100 | 100 | NULL
333 |  | COM1 | USACE - New Orleans | Shoe Store, structure, fresh water, long duration | 0 | 0 | 0 | 0 | 0 | 55 | 69 | 77 | 86 | 94 | 94 | 94 | 94 | 97 | 97 | 97 | 97 | 97 | 97 | 97 | 97 | 97 | 97 | 97 | 97 | 97 | 97 | 97 | 97 | NULL
334 |  | COM1 | USACE - New Orleans | Shoe Store, structure, fresh water, short duration | 0 | 0 | 0 | 0 | 0 | 23 | 55 | 69 | 77 | 86 | 94 | 94 | 94 | 94 | 97 | 97 | 97 | 97 | 97 | 97 | 97 | 97 | 97 | 97 | 97 | 97 | 97 | 97 | 97 | NULL
335 |  | COM1 | USACE - New Orleans | Shoe Store, structure, composite water & duration | 0 | 0 | 0 | 0 | 0 | 30 | 55 | 65 | 77 | 88 | 96 | 96 | 97 | 97 | 97 | 97 | 97 | 100 | 100 | 100 | 100 | 100 | 100 | 100 | 100 | 100 | 100 | 100 | 100 | NULL
336 |  | COM1 | USACE - New Orleans | Wine Store, structure, salt water, long duration | 0 | 0 | 0 | 0 | 0 | 100 | 100 | 100 | 100 | 100 | 100 | 100 | 100 | 100 | 100 | 100 | 100 | 100 | 100 | 100 | 100 | 100 | 100 | 100 | 100 | 100 | 100 | 100 | 100 | NULL
337 |  | COM1 | USACE - New Orleans | Wine Store, structure, salt water, short duration | 0 | 0 | 0 | 0 | 0 | 30 | 87 | 95 | 99 | 100 | 100 | 100 | 100 | 100 | 100 | 100 | 100 | 100 | 100 | 100 | 100 | 100 | 100 | 100 | 100 | 100 | 100 | 100 | 100 | NULL
338 |  | COM1 | USACE - New Orleans | Wine Store, structure, fresh water, long duration | 0 | 0 | 0 | 0 | 0 | 92 | 92 | 94 | 95 | 95 | 96 | 96 | 96 | 96 | 96 | 96 | 96 | 96 | 96 | 96 | 96 | 96 | 96 | 96 | 96 | 96 | 96 | 96 | 96 | NULL
339 |  | COM1 | USACE - New Orleans | Wine Store, structure, fresh water, short duration | 0 | 0 | 0 | 0 | 0 | 27 | 79 | 87 | 90 | 96 | 96 | 96 | 96 | 96 | 96 | 96 | 96 | 96 | 96 | 96 | 96 | 96 | 96 | 96 | 96 | 96 | 96 | 96 | 96 | NULL
340 |  | COM1 | USACE - New Orleans | Wine Store, structure, composite water & duration | 0 | 0 | 0 | 0 | 0 | 39 | 54 | 66 | 79 | 92 | 97 | 98 | 100 | 100 | 100 | 100 | 100 | 100 | 100 | 100 | 100 | 100 | 100 | 100 | 100 | 100 | 100 | 100 | 100 | NULL
341 | 1 | COM2 | USACE - Galveston | Average wholesale, Structure | 0 | 0 | 0 | 0 | 0 | 5 | 8 | 11 | 13 | 16 | 19 | 22 | 25 | 29 | 32 | 37 | 41 | 45 | 49 | 52 | 55 | 58 | 61 | 63 | 66 | 68 | 70 | 71 | 73 | NULL
342 |  | COM2 | USACE - Galveston | Auto Parts, structure | 0 | 0 | 0 | 0 | 0 | 5 | 5 | 5 | 5 | 7 | 10 | 14 | 19 | 25 | 32 | 40 | 50 | 57 | 63 | 68 | 72 | 76 | 79 | 82 | 85 | 88 | 91 | 94 | 97 | NULL
343 |  | COM2 | USACE - Galveston | Auto Parts/Mufflers, structure | 0 | 0 | 0 | 0 | 0 | 3 | 3 | 3 | 4 | 5 | 8 | 12 | 17 | 23 | 31 | 40 | 48 | 56 | 64 | 70 | 76 | 80 | 84 | 88 | 92 | 96 | 100 | 100 | 100 | NULL
344 |  | COM2 | USACE - Galveston | Heavy Equipment Storage, structure | 0 | 0 | 0 | 0 | 0 | 0 | 3 | 5 | 6 | 7 | 8 | 10 | 13 | 17 | 21 | 25 | 30 | 40 | 50 | 60 | 70 | 80 | 80 | 80 | 80 | 80 | 80 | 80 | 80 | NULL
345 |  | COM2 | USACE - Galveston | Food Warehouse, structure | 0 | 0 | 0 | 0 | 0 | 0 | 10 | 11 | 12 | 13 | 13 | 14 | 14 | 15 | 15 | 17 | 18 | 19 | 20 | 22 | 24 | 25 | 27 | 28 | 29 | 30 | 31 | 32 | 33 | NULL
346 |  | COM2 | USACE - Galveston | Jewelry, structure | 0 | 0 | 0 | 0 | 0 | 1 | 2 | 2 | 2 | 3 | 4 | 6 | 8 | 9 | 12 | 15 | 20 | 25 | 32 | 40 | 50 | 58 | 64 | 69 | 74 | 79 | 84 | 89 | 94 | NULL
347 |  | COM2 | USACE - Galveston | Lumber Yard, structure | 0 | 0 | 0 | 0 | 0 | 1 | 1 | 1 | 1 | 1 | 4 | 4 | 5 | 5 | 7 | 9 | 13 | 17 | 21 | 27 | 33 | 39 | 46 | 54 | 62 | 70 | 78 | 86 | 94 | NULL
348 |  | COM2 | USACE - Galveston | Medical Supplies, structure | 0 | 0 | 0 | 0 | 0 | 15 | 23 | 27 | 30 | 32 | 33 | 34 | 35 | 35 | 35 | 41 | 43 | 45 | 47 | 49 | 51 | 53 | 55 | 57 | 59 | 61 | 63 | 65 | 67 | NULL
349 |  | COM2 | USACE - Galveston | Municipal Storage Warehouse, structure | 0 | 0 | 0 | 0 | 0 | 1 | 5 | 10 | 10 | 10 | 10 | 20 | 30 | 50 | 50 | 50 | 50 | 55 | 55 | 55 | 55 | 55 | 55 | 55 | 55 | 55 | 55 | 55 | 55 | NULL
350 |  | COM2 | USACE - Galveston | Paper Products Warehouse, structure | 0 | 0 | 0 | 0 | 0 | 18 | 25 | 25 | 25 | 25 | 25 | 25 | 25 | 25 | 25 | 26 | 27 | 27 | 28 | 28 | 28 | 29 | 29 | 29 | 29 | 29 | 29 | 29 | 29 | NULL
351 |  | COM2 | USACE - Galveston | Private Storage, structure | 0 | 0 | 0 | 0 | 0 | 0 | 4 | 8 | 12 | 16 | 20 | 25 | 30 | 35 | 40 | 45 | 50 | 50 | 50 | 50 | 50 | 50 | 50 | 50 | 50 | 50 | 50 | 50 | 50 | NULL
352 |  | COM2 | USACE - Galveston | Quonset Hut Storage, structure | 0 | 0 | 0 | 0 | 0 | 2 | 4 | 5 | 8 | 10 | 12 | 15 | 20 | 25 | 35 | 45 | 60 | 70 | 70 | 70 | 70 | 70 | 70 | 70 | 70 | 70 | 70 | 70 | 70 | NULL
353 |  | COM2 | USACE - Galveston | Safety Equipment, structure | 0 | 0 | 0 | 0 | 0 | 8 | 16 | 23 | 28 | 33 | 37 | 39 | 40 | 40 | 40 | 43 | 44 | 45 | 47 | 48 | 49 | 50 | 52 | 53 | 54 | 55 | 56 | 57 | 58 | NULL
354 |  | COM2 | USACE - Galveston | Sporting Goods, structure | 0 | 0 | 0 | 0 | 0 | 20 | 24 | 28 | 32 | 35 | 39 | 43 | 47 | 50 | 55 | 60 | 60 | 60 | 60 | 60 | 60 | 60 | 60 | 60 | 60 | 60 | 60 | 60 | 60 | NULL
355 |  | COM2 | USACE - Galveston | Sporting Goods Warehouse, structure | 0 | 0 | 0 | 0 | 0 | 10 | 17 | 22 | 24 | 26 | 27 | 28 | 30 | 30 | 30 | 35 | 37 | 39 | 41 | 43 | 45 | 47 | 49 | 51 | 53 | 55 | 57 | 59 | 61 | NULL
356 |  | COM2 | USACE - Galveston | Machine Parts Storage, structure | 0 | 0 | 0 | 0 | 0 | 5 | 10 | 20 | 30 | 50 | 70 | 70 | 70 | 70 | 70 | 70 | 70 | 70 | 70 | 70 | 70 | 70 | 70 | 70 | 70 | 70 | 70 | 70 | 70 | NULL
357 |  | COM2 | USACE - Galveston | T.V. Station, structure | 0 | 0 | 0 | 0 | 0 | 1 | 5 | 5 | 5 | 5 | 5 | 6 | 6 | 8 | 10 | 14 | 19 | 25 | 32 | 40 | 50 | 58 | 65 | 70 | 75 | 80 | 85 | 90 | 95 | NULL
358 |  | COM2 | USACE - Galveston | T.V. Repair, structure | 0 | 0 | 0 | 0 | 0 | 2 | 6 | 12 | 15 | 20 | 25 | 32 | 41 | 50 | 57 | 61 | 66 | 69 | 72 | 75 | 77 | 80 | 82 | 84 | 86 | 88 | 90 | 92 | 94 | NULL
359 |  | COM2 | USACE - Galveston | Trailer Parts, structure | 0 | 0 | 0 | 0 | 0 | 0 | 5 | 10 | 15 | 20 | 25 | 30 | 32 | 36 | 38 | 40 | 50 | 60 | 60 | 60 | 60 | 60 | 60 | 60 | 60 | 60 | 60 | 60 | 60 | NULL
360 |  | COM2 | USACE - Galveston | Warehouse, structure | 0 | 0 | 0 | 0 | 0 | 0 | 1 | 1 | 1 | 3 | 5 | 8 | 12 | 16 | 21 | 26 | 32 | 38 | 45 | 51 | 58 | 65 | 73 | 80 | 87 | 94 | 100 | 100 | 100 | NULL
361 |  | COM2 | USACE - Galveston | Beer Warehouse, structure | 0 | 0 | 0 | 0 | 0 | 2 | 4 | 5 | 6 | 7 | 8 | 10 | 13 | 17 | 21 | 25 | 30 | 35 | 35 | 35 | 35 | 35 | 35 | 35 | 35 | 35 | 35 | 35 | 35 | NULL
362 |  | COM2 | USACE - Galveston | Bottled Gases Warehouse, structure | 0 | 0 | 0 | 0 | 0 | 1 | 2 | 3 | 4 | 5 | 8 | 12 | 16 | 21 | 26 | 32 | 38 | 45 | 51 | 58 | 65 | 73 | 82 | 91 | 100 | 100 | 100 | 100 | 100 | NULL
363 |  | COM2 | USACE - Galveston | Western Auto, structure | 0 | 0 | 0 | 0 | 0 | 4 | 6 | 7 | 11 | 11 | 18 | 24 | 30 | 36 | 41 | 46 | 50 | 53 | 57 | 60 | 64 | 67 | 71 | 75 | 79 | 83 | 87 | 91 | 95 | NULL
364 |  | COM2 | USACE - New Orleans | Warehouse, structure, salt water, long duration | 0 | 0 | 0 | 0 | 0 | 22 | 29 | 34 | 43 | 51 | 59 | 67 | 75 | 80 | 80 | 80 | 80 | 80 | 80 | 80 | 80 | 80 | 80 | 80 | 80 | 80 | 80 | 80 | 80 | NULL
365 |  | COM2 | USACE - New Orleans | Warehouse, structure, salt water, short duration | 0 | 0 | 0 | 0 | 0 | 13 | 21 | 28 | 33 | 41 | 49 | 56 | 64 | 71 | 76 | 76 | 76 | 76 | 76 | 76 | 76 | 76 | 76 | 76 | 76 | 76 | 76 | 76 | 76 | NULL
366 |  | COM2 | USACE - New Orleans | Warehouse, structure, fresh water, long duration | 0 | 0 | 0 | 0 | 0 | 20 | 27 | 31 | 39 | 46 | 53 | 61 | 68 | 73 | 73 | 73 | 73 | 73 | 73 | 73 | 73 | 73 | 73 | 73 | 73 | 73 | 73 | 73 | 73 | NULL
367 |  | COM2 | USACE - New Orleans | Warehouse, structure, fresh water, short duration | 0 | 0 | 0 | 0 | 0 | 12 | 20 | 27 | 31 | 39 | 46 | 53 | 61 | 68 | 73 | 73 | 73 | 73 | 73 | 73 | 73 | 73 | 73 | 73 | 73 | 73 | 73 | 73 | 73 | NULL
368 |  | COM2 | USACE - New Orleans | Warehouse, structure, composite water & duration | 0 | 0 | 0 | 0 | 0 | 28 | 45 | 55 | 62 | 72 | 78 | 82 | 87 | 90 | 93 | 95 | 96 | 96 | 96 | 96 | 96 | 96 | 96 | 96 | 96 | 96 | 96 | 96 | 96 | NULL
369 |  | COM2 | USACE - St. Paul | Warehouse, structure, fresh water | 0 | 0 | 0 | 0 | 5 | 12 | 17 | 20 | 21 | 22 | 22 | 23 | 25 | 27 | 31 | 35 | 39 | 42 | 42 | 42 | 42 | 42 | 42 | 42 | 42 | 42 | 42 | 42 | 42 | NULL
370 |  | COM2 | USACE - Wilmington | Auto Junk Yard, structure | 0 | 0 | 0 | 0 | 7 | 14 | 21 | 26 | 28 | 28 | 29 | 29 | 31 | 32 | 33 | 34 | 35 | 36 | 38 | 39 | 40 | 41 | 42 | 43 | 44 | 45 | 46 | 47 | 48 | NULL
371 |  | COM2 | USACE - Wilmington | Auto Parts, structure | 0 | 0 | 0 | 0 | 4 | 11 | 19 | 27 | 32 | 37 | 41 | 45 | 49 | 52 | 55 | 58 | 61 | 64 | 67 | 70 | 73 | 76 | 79 | 82 | 85 | 88 | 91 | 94 | 97 | NULL
372 |  | COM2 | USACE - Wilmington | Jewelry, structure | 0 | 0 | 0 | 0 | 7 | 16 | 27 | 37 | 44 | 51 | 57 | 63 | 70 | 76 | 80 | 84 | 88 | 90 | 92 | 94 | 96 | 98 | 100 | 100 | 100 | 100 | 100 | 100 | 100 | NULL
373 |  | COM2 | USACE - Wilmington | Lumber, structure | 0 | 0 | 0 | 0 | 3 | 6 | 8 | 13 | 20 | 28 | 35 | 42 | 50 | 57 | 64 | 71 | 78 | 85 | 92 | 99 | 100 | 100 | 100 | 100 | 100 | 100 | 100 | 100 | 100 | NULL
374 |  | COM2 | USACE - Wilmington | Warehouse, structure | 0 | 0 | 0 | 0 | 4 | 12 | 23 | 34 | 43 | 51 | 59 | 68 | 74 | 78 | 80 | 83 | 86 | 88 | 91 | 94 | 97 | 100 | 100 | 100 | 100 | 100 | 100 | 100 | 100 | NULL
375 | 1 | COM3 | USACE - Galveston | Average Personal & Repair Services, Structure | 0 | 0 | 0 | 0 | 0 | 9 | 12 | 13 | 16 | 19 | 22 | 25 | 28 | 32 | 35 | 39 | 43 | 47 | 50 | 54 | 57 | 61 | 64 | 68 | 71 | 75 | 78 | 82 | 85 | NULL
376 |  | COM3 | USACE - Galveston | Barber Shop, structure | 0 | 0 | 0 | 0 | 0 | 13 | 17 | 18 | 24 | 31 | 37 | 41 | 45 | 47 | 49 | 50 | 50 | 51 | 52 | 54 | 56 | 59 | 62 | 66 | 70 | 74 | 78 | 82 | 86 | NULL
377 |  | COM3 | USACE - Galveston | Beauty Shop, structure | 0 | 0 | 0 | 0 | 0 | 10 | 14 | 17 | 23 | 28 | 34 | 38 | 43 | 47 | 50 | 54 | 57 | 61 | 64 | 67 | 71 | 74 | 77 | 80 | 83 | 86 | 89 | 92 | 95 | NULL
378 |  | COM3 | USACE - Galveston | Boat Service, structure | 0 | 0 | 0 | 0 | 0 | 12 | 12 | 12 | 12 | 12 | 12 | 14 | 15 | 18 | 21 | 25 | 30 | 35 | 40 | 46 | 52 | 58 | 64 | 70 | 76 | 82 | 88 | 94 | 100 | NULL
379 |  | COM3 | USACE - Galveston | Car Wash, structure | 0 | 0 | 0 | 0 | 0 | 0 | 0 | 2 | 5 | 10 | 10 | 15 | 15 | 20 | 20 | 25 | 25 | 30 | 30 | 35 | 35 | 40 | 40 | 45 | 45 | 50 | 50 | 55 | 55 | NULL
380 |  | COM3 | USACE - Galveston | Cemetary, structure | 0 | 0 | 0 | 0 | 0 | 19 | 23 | 25 | 25 | 25 | 26 | 27 | 28 | 31 | 35 | 41 | 50 | 58 | 64 | 69 | 73 | 77 | 80 | 82 | 84 | 86 | 88 | 90 | 92 | NULL
381 |  | COM3 | USACE - Galveston | Cleaners, structure | 0 | 0 | 0 | 0 | 0 | 4 | 6 | 6 | 8 | 10 | 13 | 17 | 22 | 28 | 34 | 42 | 50 | 57 | 62 | 67 | 71 | 75 | 78 | 81 | 84 | 87 | 90 | 93 | 96 | NULL
382 |  | COM3 | USACE - Galveston | Cleaners substation, structure | 0 | 0 | 0 | 0 | 0 | 4 | 6 | 6 | 8 | 10 | 13 | 17 | 22 | 28 | 34 | 42 | 50 | 57 | 62 | 67 | 71 | 75 | 78 | 81 | 84 | 87 | 90 | 93 | 96 | NULL
383 |  | COM3 | USACE - Galveston | Private Day Care, structure | 0 | 0 | 0 | 0 | 0 | 15 | 16 | 16 | 20 | 25 | 29 | 33 | 37 | 41 | 44 | 47 | 50 | 53 | 56 | 58 | 61 | 65 | 68 | 73 | 78 | 83 | 88 | 93 | 98 | NULL
384 |  | COM3 | USACE - Galveston | Funeral Home, structure | 0 | 0 | 0 | 0 | 0 | 1 | 5 | 5 | 5 | 6 | 7 | 9 | 11 | 14 | 17 | 20 | 24 | 28 | 32 | 36 | 41 | 45 | 51 | 56 | 61 | 66 | 71 | 76 | 81 | NULL
385 |  | COM3 | USACE - Galveston | Laundry, structure | 0 | 0 | 0 | 0 | 0 | 2 | 5 | 8 | 12 | 15 | 18 | 21 | 23 | 26 | 28 | 31 | 33 | 36 | 39 | 42 | 47 | 51 | 57 | 62 | 67 | 72 | 77 | 82 | 87 | NULL
386 |  | COM3 | USACE - Galveston | Photo Studio, structure | 0 | 0 | 0 | 0 | 0 | 20 | 25 | 30 | 35 | 40 | 45 | 50 | 60 | 65 | 70 | 75 | 75 | 75 | 75 | 75 | 75 | 75 | 75 | 75 | 75 | 75 | 75 | 75 | 75 | NULL
387 |  | COM3 | USACE - Galveston | Truck Mfg & Sales, structure | 0 | 0 | 0 | 0 | 0 | 12 | 18 | 23 | 26 | 27 | 28 | 29 | 30 | 30 | 30 | 32 | 33 | 35 | 35 | 36 | 37 | 38 | 39 | 40 | 41 | 42 | 43 | 44 | 45 | NULL
388 |  | COM3 | USACE - Galveston | Washateria, structure | 0 | 0 | 0 | 0 | 0 | 6 | 6 | 6 | 7 | 8 | 10 | 12 | 15 | 18 | 23 | 27 | 32 | 38 | 44 | 50 | 56 | 62 | 69 | 75 | 81 | 87 | 93 | 99 | 100 | NULL
389 |  | COM3 | USACE - New Orleans | Auto Repair, structure, salt water, long duration | 0 | 0 | 0 | 0 | 0 | 34 | 69 | 71 | 72 | 81 | 84 | 84 | 84 | 84 | 84 | 84 | 84 | 84 | 84 | 84 | 84 | 84 | 84 | 84 | 84 | 84 | 84 | 84 | 84 | NULL
390 |  | COM3 | USACE - New Orleans | Auto Repair, structure, salt water, short duration | 0 | 0 | 0 | 0 | 0 | 21 | 33 | 66 | 67 | 69 | 77 | 80 | 80 | 80 | 80 | 80 | 80 | 80 | 80 | 80 | 80 | 80 | 80 | 80 | 80 | 80 | 80 | 80 | 80 | NULL
391 |  | COM3 | USACE - New Orleans | Auto Repair, structure, fresh water, long duration | 0 | 0 | 0 | 0 | 0 | 31 | 63 | 64 | 66 | 73 | 76 | 76 | 76 | 76 | 76 | 76 | 76 | 76 | 76 | 76 | 76 | 76 | 76 | 76 | 76 | 76 | 76 | 76 | 76 | NULL
392 |  | COM3 | USACE - New Orleans | Auto Repair, structure, fresh water, short duration | 0 | 0 | 0 | 0 | 0 | 20 | 31 | 63 | 64 | 66 | 73 | 76 | 76 | 76 | 76 | 76 | 76 | 76 | 76 | 76 | 76 | 76 | 76 | 76 | 76 | 76 | 76 | 76 | 76 | NULL
393 |  | COM3 | USACE - New Orleans | Auto Repair, structure, composite water & duration | 0 | 0 | 0 | 0 | 0 | 30 | 41 | 52 | 65 | 75 | 91 | 93 | 93 | 93 | 99 | 100 | 100 | 100 | 100 | 100 | 100 | 100 | 100 | 100 | 100 | 100 | 100 | 100 | 100 | NULL
394 |  | COM3 | USACE - New Orleans | Barber Shop, structure, salt water, long duration | 0 | 0 | 0 | 0 | 0 | 61 | 75 | 85 | 95 | 100 | 100 | 100 | 100 | 100 | 100 | 100 | 100 | 100 | 100 | 100 | 100 | 100 | 100 | 100 | 100 | 100 | 100 | 100 | 100 | NULL
395 |  | COM3 | USACE - New Orleans | Barber Shop, structure, salt water, short duration | 0 | 0 | 0 | 0 | 0 | 25 | 61 | 75 | 85 | 95 | 100 | 100 | 100 | 100 | 100 | 100 | 100 | 100 | 100 | 100 | 100 | 100 | 100 | 100 | 100 | 100 | 100 | 100 | 100 | NULL
396 |  | COM3 | USACE - New Orleans | Barber Shop, structure, fresh water, long duration | 0 | 0 | 0 | 0 | 0 | 55 | 69 | 77 | 86 | 94 | 94 | 94 | 94 | 97 | 97 | 97 | 97 | 97 | 97 | 97 | 97 | 97 | 97 | 97 | 97 | 97 | 97 | 97 | 97 | NULL
397 |  | COM3 | USACE - New Orleans | Barber Shop, structure, fresh water, short duration | 0 | 0 | 0 | 0 | 0 | 23 | 55 | 69 | 77 | 86 | 94 | 94 | 94 | 94 | 97 | 97 | 97 | 97 | 97 | 97 | 97 | 97 | 97 | 97 | 97 | 97 | 97 | 97 | 97 | NULL
398 |  | COM3 | USACE - New Orleans | Barber Shop, structure, composite water & duration | 0 | 0 | 0 | 0 | 0 | 30 | 55 | 65 | 77 | 88 | 96 | 96 | 97 | 97 | 97 | 97 | 97 | 100 | 100 | 100 | 100 | 100 | 100 | 100 | 100 | 100 | 100 | 100 | 100 | NULL
399 |  | COM3 | USACE - New Orleans | Beauty Salon, structure, salt water, long duration | 0 | 0 | 0 | 0 | 0 | 61 | 75 | 85 | 95 | 100 | 100 | 100 | 100 | 100 | 100 | 100 | 100 | 100 | 100 | 100 | 100 | 100 | 100 | 100 | 100 | 100 | 100 | 100 | 100 | NULL
400 |  | COM3 | USACE - New Orleans | Beauty Salon, structure, salt water, short duration | 0 | 0 | 0 | 0 | 0 | 25 | 61 | 75 | 85 | 95 | 100 | 100 | 100 | 100 | 100 | 100 | 100 | 100 | 100 | 100 | 100 | 100 | 100 | 100 | 100 | 100 | 100 | 100 | 100 | NULL
401 |  | COM3 | USACE - New Orleans | Beauty Salon, structure, fresh water, long duration | 0 | 0 | 0 | 0 | 0 | 55 | 69 | 77 | 86 | 94 | 94 | 94 | 94 | 97 | 97 | 97 | 97 | 97 | 97 | 97 | 97 | 97 | 97 | 97 | 97 | 97 | 97 | 97 | 97 | NULL
402 |  | COM3 | USACE - New Orleans | Beauty Salon, structure, fresh water, short duration | 0 | 0 | 0 | 0 | 0 | 23 | 55 | 69 | 77 | 86 | 94 | 94 | 94 | 94 | 97 | 97 | 97 | 97 | 97 | 97 | 97 | 97 | 97 | 97 | 97 | 97 | 97 | 97 | 97 | NULL
403 |  | COM3 | USACE - New Orleans | Beauty Salon, structure, composite water & duration | 0 | 0 | 0 | 0 | 0 | 30 | 55 | 65 | 77 | 88 | 96 | 96 | 97 | 97 | 97 | 97 | 97 | 100 | 100 | 100 | 100 | 100 | 100 | 100 | 100 | 100 | 100 | 100 | 100 | NULL
404 |  | COM3 | USACE - New Orleans | Funeral Home, structure, salt water, long duration | 0 | 0 | 0 | 0 | 0 | 43 | 64 | 100 | 100 | 100 | 100 | 100 | 100 | 100 | 100 | 100 | 100 | 100 | 100 | 100 | 100 | 100 | 100 | 100 | 100 | 100 | 100 | 100 | 100 | NULL
405 |  | COM3 | USACE - New Orleans | Funeral Home, structure, salt water, short duration | 0 | 0 | 0 | 0 | 0 | 19 | 39 | 75 | 92 | 94 | 100 | 100 | 100 | 100 | 100 | 100 | 100 | 100 | 100 | 100 | 100 | 100 | 100 | 100 | 100 | 100 | 100 | 100 | 100 | NULL
406 |  | COM3 | USACE - New Orleans | Funeral Home, structure, fresh water, long duration | 0 | 0 | 0 | 0 | 0 | 28 | 42 | 66 | 81 | 83 | 91 | 92 | 92 | 92 | 92 | 92 | 92 | 92 | 92 | 92 | 92 | 92 | 92 | 92 | 92 | 92 | 92 | 92 | 92 | NULL
407 |  | COM3 | USACE - New Orleans | Funeral Home, structure, fresh water, short duration | 0 | 0 | 0 | 0 | 0 | 16 | 34 | 65 | 80 | 82 | 90 | 92 | 92 | 92 | 92 | 92 | 92 | 92 | 92 | 92 | 92 | 92 | 92 | 92 | 92 | 92 | 92 | 92 | 92 | NULL
408 |  | COM3 | USACE - New Orleans | Funeral Home, structure, composite water & duration | 0 | 0 | 0 | 0 | 0 | 31 | 52 | 65 | 73 | 79 | 82 | 84 | 86 | 88 | 89 | 91 | 92 | 95 | 96 | 98 | 100 | 100 | 100 | 100 | 100 | 100 | 100 | 100 | 100 | NULL
409 |  | COM3 | USACE - New Orleans | Laundromat, structure, salt water, long duration | 0 | 0 | 0 | 0 | 0 | 61 | 75 | 85 | 95 | 100 | 100 | 100 | 100 | 100 | 100 | 100 | 100 | 100 | 100 | 100 | 100 | 100 | 100 | 100 | 100 | 100 | 100 | 100 | 100 | NULL
410 |  | COM3 | USACE - New Orleans | Laundromat, structure, salt water, short duration | 0 | 0 | 0 | 0 | 0 | 25 | 61 | 75 | 85 | 95 | 100 | 100 | 100 | 100 | 100 | 100 | 100 | 100 | 100 | 100 | 100 | 100 | 100 | 100 | 100 | 100 | 100 | 100 | 100 | NULL
411 |  | COM3 | USACE - New Orleans | Laundromat, structure, fresh water, long duration | 0 | 0 | 0 | 0 | 0 | 55 | 69 | 77 | 86 | 94 | 94 | 94 | 94 | 97 | 97 | 97 | 97 | 97 | 97 | 97 | 97 | 97 | 97 | 97 | 97 | 97 | 97 | 97 | 97 | NULL
412 |  | COM3 | USACE - New Orleans | Laundromat, structure, fresh water, short duration | 0 | 0 | 0 | 0 | 0 | 23 | 55 | 69 | 77 | 86 | 94 | 94 | 94 | 94 | 97 | 97 | 97 | 97 | 97 | 97 | 97 | 97 | 97 | 97 | 97 | 97 | 97 | 97 | 97 | NULL
413 |  | COM3 | USACE - New Orleans | Laundromat, structure, composite water & duration | 0 | 0 | 0 | 0 | 0 | 30 | 55 | 65 | 77 | 88 | 96 | 96 | 97 | 97 | 97 | 97 | 97 | 100 | 100 | 100 | 100 | 100 | 100 | 100 | 100 | 100 | 100 | 100 | 100 | NULL
414 |  | COM3 | USACE - New Orleans | Reupholstery, structure, salt water, long duration | 0 | 0 | 0 | 0 | 0 | 34 | 69 | 71 | 72 | 81 | 84 | 84 | 84 | 84 | 84 | 84 | 84 | 84 | 84 | 84 | 84 | 84 | 84 | 84 | 84 | 84 | 84 | 84 | 84 | NULL
415 |  | COM3 | USACE - New Orleans | Reupholstery, structure, salt water, short duration | 0 | 0 | 0 | 0 | 0 | 21 | 33 | 66 | 67 | 69 | 77 | 80 | 80 | 80 | 80 | 80 | 80 | 80 | 80 | 80 | 80 | 80 | 80 | 80 | 80 | 80 | 80 | 80 | 80 | NULL
416 |  | COM3 | USACE - New Orleans | Reupholstery, structure, fresh water, long duration | 0 | 0 | 0 | 0 | 0 | 31 | 63 | 64 | 66 | 73 | 76 | 76 | 76 | 76 | 76 | 76 | 76 | 76 | 76 | 76 | 76 | 76 | 76 | 76 | 76 | 76 | 76 | 76 | 76 | NULL
417 |  | COM3 | USACE - New Orleans | Reupholstery, structure, fresh water, short duration | 0 | 0 | 0 | 0 | 0 | 20 | 31 | 63 | 64 | 66 | 73 | 76 | 76 | 76 | 76 | 76 | 76 | 76 | 76 | 76 | 76 | 76 | 76 | 76 | 76 | 76 | 76 | 76 | 76 | NULL
418 |  | COM3 | USACE - New Orleans | Reupholstery, structure, composite water & duration | 0 | 0 | 0 | 0 | 0 | 30 | 41 | 52 | 65 | 75 | 91 | 93 | 93 | 93 | 99 | 100 | 100 | 100 | 100 | 100 | 100 | 100 | 100 | 100 | 100 | 100 | 100 | 100 | 100 | NULL
419 |  | COM3 | USACE - New Orleans | Watch Repair, structure, salt water, long duration | 0 | 0 | 0 | 0 | 0 | 34 | 69 | 71 | 72 | 81 | 84 | 84 | 84 | 84 | 84 | 84 | 84 | 84 | 84 | 84 | 84 | 84 | 84 | 84 | 84 | 84 | 84 | 84 | 84 | NULL
420 |  | COM3 | USACE - New Orleans | Watch Repair, structure, salt water, short duration | 0 | 0 | 0 | 0 | 0 | 21 | 33 | 66 | 67 | 69 | 77 | 80 | 80 | 80 | 80 | 80 | 80 | 80 | 80 | 80 | 80 | 80 | 80 | 80 | 80 | 80 | 80 | 80 | 80 | NULL
421 |  | COM3 | USACE - New Orleans | Watch Repair, structure, fresh water, long duration | 0 | 0 | 0 | 0 | 0 | 31 | 63 | 64 | 66 | 73 | 76 | 76 | 76 | 76 | 76 | 76 | 76 | 76 | 76 | 76 | 76 | 76 | 76 | 76 | 76 | 76 | 76 | 76 | 76 | NULL
422 |  | COM3 | USACE - New Orleans | Watch Repair, structure, fresh water, short duration | 0 | 0 | 0 | 0 | 0 | 20 | 31 | 63 | 64 | 66 | 73 | 76 | 76 | 76 | 76 | 76 | 76 | 76 | 76 | 76 | 76 | 76 | 76 | 76 | 76 | 76 | 76 | 76 | 76 | NULL
423 |  | COM3 | USACE - New Orleans | Watch Repair, structure, composite water & duration | 0 | 0 | 0 | 0 | 0 | 30 | 41 | 52 | 65 | 75 | 91 | 93 | 93 | 93 | 99 | 100 | 100 | 100 | 100 | 100 | 100 | 100 | 100 | 100 | 100 | 100 | 100 | 100 | 100 | NULL
424 |  | COM3 | USACE - Wilmington | Barber Shop, structure | 0 | 0 | 0 | 0 | 4 | 7 | 15 | 25 | 31 | 39 | 45 | 52 | 57 | 62 | 67 | 71 | 75 | 78 | 82 | 85 | 88 | 91 | 94 | 97 | 100 | 100 | 100 | 100 | 100 | NULL
425 |  | COM3 | USACE - Wilmington | Beauty Shop, structure | 0 | 0 | 0 | 0 | 1 | 6 | 11 | 23 | 33 | 42 | 50 | 60 | 67 | 71 | 74 | 77 | 81 | 85 | 88 | 91 | 94 | 97 | 100 | 100 | 100 | 100 | 100 | 100 | 100 | NULL
426 |  | COM3 | USACE - Wilmington | Cleaners, structure | 0 | 0 | 0 | 0 | 5 | 11 | 19 | 27 | 39 | 52 | 68 | 84 | 95 | 98 | 98 | 98 | 98 | 98 | 99 | 100 | 100 | 100 | 100 | 100 | 100 | 100 | 100 | 100 | 100 | NULL
427 |  | COM3 | USACE - Wilmington | Cleaners-substation, structure | 0 | 0 | 0 | 0 | 4 | 6 | 7 | 10 | 22 | 39 | 56 | 75 | 88 | 91 | 93 | 93 | 94 | 95 | 96 | 97 | 98 | 99 | 100 | 100 | 100 | 100 | 100 | 100 | 100 | NULL
428 |  | COM3 | USACE - Wilmington | Funeral Home, structure | 0 | 0 | 0 | 0 | 17 | 25 | 31 | 38 | 47 | 55 | 63 | 71 | 78 | 82 | 84 | 86 | 88 | 90 | 92 | 94 | 96 | 98 | 100 | 100 | 100 | 100 | 100 | 100 | 100 | NULL
429 |  | COM3 | USACE - Wilmington | Laundry, structure | 0 | 0 | 0 | 0 | 5 | 12 | 20 | 29 | 37 | 45 | 52 | 60 | 65 | 69 | 73 | 78 | 82 | 86 | 90 | 94 | 98 | 100 | 100 | 100 | 100 | 100 | 100 | 100 | 100 | NULL
430 |  | COM3 | USACE - Wilmington | Wash-a-teria, structure | 0 | 0 | 0 | 0 | 6 | 20 | 40 | 52 | 58 | 63 | 67 | 72 | 76 | 80 | 84 | 87 | 91 | 94 | 97 | 100 | 100 | 100 | 100 | 100 | 100 | 100 | 100 | 100 | 100 | NULL
431 | 1 | COM4 | USACE - Galveston | Average Prof/Tech Services, Structure | 0 | 0 | 0 | 0 | 2 | 11 | 16 | 22 | 28 | 35 | 38 | 41 | 44 | 47 | 50 | 54 | 57 | 59 | 62 | 66 | 68 | 70 | 72 | 74 | 76 | 77 | 78 | 79 | 80 | NULL
432 |  | COM4 | USACE - Galveston | Airport, structure | 0 | 0 | 0 | 0 | 0 | 17 | 17 | 20 | 23 | 27 | 28 | 30 | 32 | 34 | 40 | 40 | 40 | 40 | 43 | 59 | 59 | 59 | 59 | 59 | 59 | 59 | 59 | 59 | 59 | NULL
433 |  | COM4 | USACE - Galveston | Boat Stalls, structure | 0 | 0 | 0 | 0 | 0 | 10 | 19 | 26 | 32 | 40 | 48 | 56 | 64 | 71 | 78 | 85 | 91 | 97 | 100 | 100 | 100 | 100 | 100 | 100 | 100 | 100 | 100 | 100 | 100 | NULL
434 |  | COM4 | USACE - Galveston | Boat Storage, structure | 0 | 0 | 0 | 0 | 0 | 4 | 5 | 7 | 10 | 13 | 16 | 22 | 26 | 31 | 37 | 43 | 49 | 55 | 60 | 65 | 70 | 75 | 79 | 83 | 87 | 91 | 95 | 99 | 100 | NULL
435 |  | COM4 | USACE - Galveston | Business, Structure | 0 | 0 | 0 | 0 | 0 | 1 | 2 | 3 | 5 | 8 | 11 | 13 | 16 | 18 | 21 | 25 | 29 | 34 | 38 | 44 | 49 | 54 | 59 | 65 | 70 | 75 | 80 | 85 | 90 | NULL
436 |  | COM4 | USACE - Galveston | Filtering Plant, structure | 0 | 0 | 0 | 0 | 0 | 5 | 15 | 30 | 60 | 90 | 90 | 90 | 90 | 90 | 90 | 90 | 90 | 90 | 90 | 90 | 90 | 90 | 90 | 90 | 90 | 90 | 90 | 90 | 90 | NULL
437 |  | COM4 | USACE - Galveston | Import Sales, structure | 0 | 0 | 0 | 0 | 0 | 25 | 30 | 35 | 40 | 42 | 44 | 46 | 48 | 50 | 50 | 65 | 65 | 65 | 65 | 65 | 65 | 65 | 65 | 65 | 65 | 65 | 65 | 65 | 65 | NULL
438 |  | COM4 | USACE - Galveston | Big Office Commercial, structure | 0 | 0 | 0 | 0 | 0 | 12 | 14 | 17 | 19 | 23 | 27 | 31 | 35 | 40 | 45 | 50 | 55 | 59 | 63 | 67 | 71 | 74 | 77 | 80 | 83 | 86 | 89 | 92 | 95 | NULL
439 |  | COM4 | USACE - Galveston | Piers, structure | 0 | 0 | 0 | 0 | 20 | 40 | 60 | 80 | 85 | 100 | 100 | 100 | 100 | 100 | 100 | 100 | 100 | 100 | 100 | 100 | 100 | 100 | 100 | 100 | 100 | 100 | 100 | 100 | 100 | NULL
440 |  | COM4 | USACE - Galveston | Sewage Treatment, structure | 0 | 0 | 0 | 0 | 0 | 2 | 4 | 4 | 4 | 5 | 6 | 8 | 12 | 16 | 21 | 27 | 34 | 42 | 50 | 59 | 68 | 77 | 87 | 97 | 100 | 100 | 100 | 100 | 100 | NULL
441 |  | COM4 | USACE - Galveston | Transport Company, structure | 0 | 0 | 0 | 0 | 0 | 9 | 11 | 12 | 16 | 20 | 24 | 28 | 30 | 30 | 30 | 30 | 30 | 30 | 30 | 30 | 30 | 30 | 30 | 30 | 30 | 30 | 30 | 30 | 30 | NULL
442 |  | COM4 | USACE - Galveston | Utility Company, structure | 0 | 0 | 0 | 0 | 0 | 0 | 0 | 10 | 14 | 18 | 22 | 26 | 30 | 34 | 36 | 38 | 40 | 40 | 45 | 50 | 50 | 50 | 50 | 50 | 50 | 50 | 50 | 50 | 50 | NULL
443 |  | COM4 | USACE - New Orleans | Accounting Firm, structure, salt water, long duration | 0 | 0 | 0 | 0 | 0 | 43 | 64 | 100 | 100 | 100 | 100 | 100 | 100 | 100 | 100 | 100 | 100 | 100 | 100 | 100 | 100 | 100 | 100 | 100 | 100 | 100 | 100 | 100 | 100 | NULL
444 |  | COM4 | USACE - New Orleans | Accounting Firm, structure, salt water, short duration | 0 | 0 | 0 | 0 | 0 | 19 | 39 | 75 | 92 | 94 | 100 | 100 | 100 | 100 | 100 | 100 | 100 | 100 | 100 | 100 | 100 | 100 | 100 | 100 | 100 | 100 | 100 | 100 | 100 | NULL
445 |  | COM4 | USACE - New Orleans | Accounting Firm, structure, fresh water, long duration | 0 | 0 | 0 | 0 | 0 | 28 | 42 | 66 | 81 | 83 | 91 | 92 | 92 | 92 | 92 | 92 | 92 | 92 | 92 | 92 | 92 | 92 | 92 | 92 | 92 | 92 | 92 | 92 | 92 | NULL
446 |  | COM4 | USACE - New Orleans | Accounting Firm, structure, fresh water, short duration | 0 | 0 | 0 | 0 | 0 | 16 | 34 | 65 | 80 | 82 | 90 | 92 | 92 | 92 | 92 | 92 | 92 | 92 | 92 | 92 | 92 | 92 | 92 | 92 | 92 | 92 | 92 | 92 | 92 | NULL
447 |  | COM4 | USACE - New Orleans | Accounting Firm, structure, composite water & duration | 0 | 0 | 0 | 0 | 0 | 31 | 52 | 65 | 73 | 79 | 82 | 84 | 86 | 88 | 89 | 91 | 92 | 95 | 96 | 98 | 100 | 100 | 100 | 100 | 100 | 100 | 100 | 100 | 100 | NULL
448 |  | COM4 | USACE - New Orleans | Legal Office, structure, salt water, long duration | 0 | 0 | 0 | 0 | 0 | 43 | 64 | 100 | 100 | 100 | 100 | 100 | 100 | 100 | 100 | 100 | 100 | 100 | 100 | 100 | 100 | 100 | 100 | 100 | 100 | 100 | 100 | 100 | 100 | NULL
449 |  | COM4 | USACE - New Orleans | Legal Office, structure, salt water, short duration | 0 | 0 | 0 | 0 | 0 | 19 | 39 | 75 | 92 | 94 | 100 | 100 | 100 | 100 | 100 | 100 | 100 | 100 | 100 | 100 | 100 | 100 | 100 | 100 | 100 | 100 | 100 | 100 | 100 | NULL
450 |  | COM4 | USACE - New Orleans | Legal Office, structure, fresh water, long duration | 0 | 0 | 0 | 0 | 0 | 28 | 42 | 66 | 81 | 83 | 91 | 92 | 92 | 92 | 92 | 92 | 92 | 92 | 92 | 92 | 92 | 92 | 92 | 92 | 92 | 92 | 92 | 92 | 92 | NULL
451 |  | COM4 | USACE - New Orleans | Legal Office, structure, fresh water, short duration | 0 | 0 | 0 | 0 | 0 | 16 | 34 | 65 | 80 | 82 | 90 | 92 | 92 | 92 | 92 | 92 | 92 | 92 | 92 | 92 | 92 | 92 | 92 | 92 | 92 | 92 | 92 | 92 | 92 | NULL
452 |  | COM4 | USACE - New Orleans | Legal Office, structure, composite water & duration | 0 | 0 | 0 | 0 | 0 | 31 | 52 | 65 | 73 | 79 | 82 | 84 | 86 | 88 | 89 | 91 | 92 | 95 | 96 | 98 | 100 | 100 | 100 | 100 | 100 | 100 | 100 | 100 | 100 | NULL
453 |  | COM4 | USACE - New Orleans | Real Estate Office, structure, salt water, long duration | 0 | 0 | 0 | 0 | 0 | 43 | 64 | 100 | 100 | 100 | 100 | 100 | 100 | 100 | 100 | 100 | 100 | 100 | 100 | 100 | 100 | 100 | 100 | 100 | 100 | 100 | 100 | 100 | 100 | NULL
454 |  | COM4 | USACE - New Orleans | Real Estate Office, structure, salt water, short duration | 0 | 0 | 0 | 0 | 0 | 19 | 39 | 75 | 92 | 94 | 100 | 100 | 100 | 100 | 100 | 100 | 100 | 100 | 100 | 100 | 100 | 100 | 100 | 100 | 100 | 100 | 100 | 100 | 100 | NULL
455 |  | COM4 | USACE - New Orleans | Real Estate Office, structure, fresh water, long duration | 0 | 0 | 0 | 0 | 0 | 28 | 42 | 66 | 81 | 83 | 91 | 92 | 92 | 92 | 92 | 92 | 92 | 92 | 92 | 92 | 92 | 92 | 92 | 92 | 92 | 92 | 92 | 92 | 92 | NULL
456 |  | COM4 | USACE - New Orleans | Real Estate Office, structure, fresh water, short duration | 0 | 0 | 0 | 0 | 0 | 16 | 34 | 65 | 80 | 82 | 90 | 92 | 92 | 92 | 92 | 92 | 92 | 92 | 92 | 92 | 92 | 92 | 92 | 92 | 92 | 92 | 92 | 92 | 92 | NULL
457 |  | COM4 | USACE - New Orleans | Real Estate Office, structure, composite water & duration | 0 | 0 | 0 | 0 | 0 | 31 | 52 | 65 | 73 | 79 | 82 | 84 | 86 | 88 | 89 | 91 | 92 | 95 | 96 | 98 | 100 | 100 | 100 | 100 | 100 | 100 | 100 | 100 | 100 | NULL
458 |  | COM4 | USACE - New Orleans | Utility Company, structure, salt water, long duration | 0 | 0 | 0 | 0 | 0 | 85 | 87 | 100 | 100 | 100 | 100 | 100 | 100 | 100 | 100 | 100 | 100 | 100 | 100 | 100 | 100 | 100 | 100 | 100 | 100 | 100 | 100 | 100 | 100 | NULL
459 |  | COM4 | USACE - New Orleans | Utility Company, structure, salt water, short duration | 0 | 0 | 0 | 0 | 0 | 72 | 72 | 100 | 100 | 100 | 100 | 100 | 100 | 100 | 100 | 100 | 100 | 100 | 100 | 100 | 100 | 100 | 100 | 100 | 100 | 100 | 100 | 100 | 100 | NULL
460 |  | COM4 | USACE - New Orleans | Utility Company, structure, fresh water, long duration | 0 | 0 | 0 | 0 | 0 | 75 | 76 | 97 | 100 | 100 | 100 | 100 | 100 | 100 | 100 | 100 | 100 | 100 | 100 | 100 | 100 | 100 | 100 | 100 | 100 | 100 | 100 | 100 | 100 | NULL
461 |  | COM4 | USACE - New Orleans | Utility Company, structure, fresh water, short duration | 0 | 0 | 0 | 0 | 0 | 65 | 65 | 90 | 100 | 100 | 100 | 100 | 100 | 100 | 100 | 100 | 100 | 100 | 100 | 100 | 100 | 100 | 100 | 100 | 100 | 100 | 100 | 100 | 100 | NULL
462 |  | COM4 | USACE - New Orleans | Utility Company, structure, composite water & duration | 0 | 0 | 0 | 0 | 0 | 25 | 55 | 69 | 79 | 84 | 85 | 85 | 85 | 85 | 90 | 90 | 90 | 92 | 93 | 94 | 95 | 96 | 97 | 98 | 99 | 100 | 100 | 100 | 100 | NULL
463 |  | COM4 | USACE - St. Paul | Professional, structure, fresh water | 0 | 0 | 0 | 0 | 5 | 12 | 17 | 20 | 21 | 22 | 22 | 23 | 25 | 27 | 31 | 35 | 39 | 42 | 42 | 42 | 42 | 42 | 42 | 42 | 42 | 42 | 42 | 42 | 42 | NULL
464 |  | COM4 | USACE - Wilmington | Boat Stalls, structure | 0 | 0 | 0 | 0 | 5 | 9 | 13 | 17 | 21 | 26 | 32 | 37 | 43 | 48 | 52 | 58 | 60 | 63 | 66 | 69 | 72 | 75 | 78 | 81 | 84 | 87 | 90 | 93 | 96 | NULL
465 |  | COM4 | USACE - Wilmington | Business, structure | 0 | 0 | 0 | 0 | 4 | 9 | 15 | 22 | 27 | 35 | 44 | 55 | 64 | 71 | 77 | 83 | 87 | 91 | 95 | 99 | 100 | 100 | 100 | 100 | 100 | 100 | 100 | 100 | 100 | NULL
466 |  | COM4 | USACE - Wilmington | Office Building, structure | 0 | 0 | 0 | 0 | 26 | 35 | 41 | 48 | 55 | 60 | 66 | 71 | 76 | 80 | 83 | 85 | 88 | 90 | 93 | 95 | 98 | 100 | 100 | 100 | 100 | 100 | 100 | 100 | 100 | NULL
467 | 1 | COM5 | USACE - Galveston | Bank, Structure | 0 | 0 | 0 | 0 | 0 | 11 | 11 | 12 | 13 | 15 | 17 | 19 | 22 | 24 | 28 | 31 | 34 | 37 | 40 | 44 | 48 | 51 | 55 | 59 | 63 | 67 | 71 | 75 | 79 | NULL
468 |  | COM5 | USACE - New Orleans | Bank, Structure, salt water, long duration | 0 | 0 | 0 | 0 | 0 | 43 | 64 | 100 | 100 | 100 | 100 | 100 | 100 | 100 | 100 | 100 | 100 | 100 | 100 | 100 | 100 | 100 | 100 | 100 | 100 | 100 | 100 | 100 | 100 | NULL
469 |  | COM5 | USACE - New Orleans | Bank, Structure, salt water, short duration | 0 | 0 | 0 | 0 | 0 | 19 | 39 | 75 | 92 | 94 | 100 | 100 | 100 | 100 | 100 | 100 | 100 | 100 | 100 | 100 | 100 | 100 | 100 | 100 | 100 | 100 | 100 | 100 | 100 | NULL
470 |  | COM5 | USACE - New Orleans | Bank, tructure, fresh water, long duration | 0 | 0 | 0 | 0 | 0 | 28 | 42 | 66 | 81 | 83 | 91 | 92 | 92 | 92 | 92 | 92 | 92 | 92 | 92 | 92 | 92 | 92 | 92 | 92 | 92 | 92 | 92 | 92 | 92 | NULL
471 |  | COM5 | USACE - New Orleans | Bank, Structure, fresh water, short duration | 0 | 0 | 0 | 0 | 0 | 16 | 34 | 65 | 80 | 82 | 90 | 92 | 92 | 92 | 92 | 92 | 92 | 92 | 92 | 92 | 92 | 92 | 92 | 92 | 92 | 92 | 92 | 92 | 92 | NULL
472 |  | COM5 | USACE - New Orleans | Bank, Structure, composite water & duration | 0 | 0 | 0 | 0 | 0 | 31 | 52 | 65 | 73 | 79 | 82 | 84 | 86 | 88 | 89 | 91 | 92 | 95 | 96 | 98 | 100 | 100 | 100 | 100 | 100 | 100 | 100 | 100 | 100 | NULL
473 |  | COM5 | USACE - Wilmington | Bank, Structure | 0 | 0 | 0 | 0 | 1 | 5 | 13 | 21 | 23 | 24 | 26 | 28 | 30 | 33 | 35 | 37 | 39 | 42 | 45 | 48 | 51 | 54 | 57 | 60 | 63 | 66 | 69 | 72 | 75 | NULL
474 | 1 | COM6 | USACE - Galveston | Hospital, Structure | 0 | 0 | 0 | 0 | 0 | 0 | 0 | 20 | 25 | 30 | 35 | 40 | 43 | 47 | 50 | 53 | 55 | 57 | 60 | 60 | 60 | 60 | 60 | 60 | 60 | 60 | 60 | 60 | 60 | NULL
475 | 1 | COM7 | USACE - Galveston | Average Medical Office, Structure | 0 | 0 | 0 | 0 | 2 | 11 | 12 | 13 | 14 | 16 | 17 | 18 | 20 | 22 | 24 | 27 | 30 | 34 | 37 | 41 | 44 | 48 | 51 | 54 | 56 | 59 | 61 | 64 | 66 | NULL
476 |  | COM7 | USACE - Galveston | Doctor's Office, structure | 0 | 0 | 0 | 0 | 0 | 1 | 3 | 4 | 6 | 9 | 11 | 14 | 17 | 20 | 24 | 29 | 35 | 42 | 50 | 57 | 63 | 68 | 73 | 77 | 80 | 83 | 85 | 87 | 88 | NULL
477 |  | COM7 | USACE - Galveston | Dentist's Office, structure | 0 | 0 | 0 | 0 | 7 | 35 | 35 | 35 | 35 | 35 | 35 | 36 | 37 | 38 | 39 | 41 | 42 | 44 | 45 | 47 | 49 | 51 | 53 | 55 | 57 | 59 | 61 | 63 | 65 | NULL
478 |  | COM7 | USACE - Galveston | Chiropractic Clinic, structure | 0 | 0 | 0 | 0 | 0 | 1 | 2 | 2 | 3 | 4 | 6 | 8 | 11 | 14 | 17 | 21 | 25 | 29 | 33 | 38 | 42 | 47 | 51 | 56 | 60 | 65 | 69 | 74 | 78 | NULL
479 |  | COM7 | USACE - Galveston | X-Ray Service, structure | 0 | 0 | 0 | 0 | 0 | 5 | 7 | 12 | 13 | 14 | 15 | 15 | 15 | 15 | 15 | 18 | 19 | 20 | 21 | 22 | 23 | 24 | 25 | 26 | 27 | 28 | 29 | 30 | 31 | NULL
480 |  | COM7 | USACE - Wilmington | Medical Clinic, structure | 0 | 0 | 0 | 0 | 7 | 16 | 27 | 37 | 42 | 47 | 49 | 52 | 55 | 57 | 59 | 62 | 64 | 66 | 68 | 70 | 72 | 74 | 76 | 78 | 80 | 82 | 84 | 86 | 88 | NULL
481 |  | COM7 | USACE - Wilmington | Doctor's Office, structure | 0 | 0 | 0 | 0 | 2 | 7 | 17 | 26 | 34 | 43 | 51 | 58 | 65 | 71 | 77 | 82 | 86 | 90 | 95 | 100 | 100 | 100 | 100 | 100 | 100 | 100 | 100 | 100 | 100 | NULL
482 |  | COM7 | USACE - Wilmington | Dentist's Office, structure | 0 | 0 | 0 | 0 | 2 | 5 | 9 | 16 | 25 | 36 | 50 | 66 | 78 | 82 | 84 | 85 | 87 | 88 | 89 | 90 | 91 | 92 | 93 | 94 | 95 | 96 | 97 | 98 | 99 | NULL
483 |  | COM7 | USACE - New Orleans | Medical Office, structure, salt water, long duration | 0 | 0 | 0 | 0 | 0 | 43 | 64 | 100 | 100 | 100 | 100 | 100 | 100 | 100 | 100 | 100 | 100 | 100 | 100 | 100 | 100 | 100 | 100 | 100 | 100 | 100 | 100 | 100 | 100 | NULL
484 |  | COM7 | USACE - New Orleans | Medical Office, structure, salt water, short duration | 0 | 0 | 0 | 0 | 0 | 19 | 39 | 75 | 92 | 94 | 100 | 100 | 100 | 100 | 100 | 100 | 100 | 100 | 100 | 100 | 100 | 100 | 100 | 100 | 100 | 100 | 100 | 100 | 100 | NULL
485 |  | COM7 | USACE - New Orleans | Medical Office, structure, fresh water, long duration | 0 | 0 | 0 | 0 | 0 | 28 | 42 | 66 | 81 | 83 | 91 | 92 | 92 | 92 | 92 | 92 | 92 | 92 | 92 | 92 | 92 | 92 | 92 | 92 | 92 | 92 | 92 | 92 | 92 | NULL
486 |  | COM7 | USACE - New Orleans | Medical Office, structure, fresh water, short duration | 0 | 0 | 0 | 0 | 0 | 16 | 34 | 65 | 80 | 82 | 90 | 92 | 92 | 92 | 92 | 92 | 92 | 92 | 92 | 92 | 92 | 92 | 92 | 92 | 92 | 92 | 92 | 92 | 92 | NULL
487 |  | COM7 | USACE - New Orleans | Medical Office, structure, composite water & duration | 0 | 0 | 0 | 0 | 0 | 31 | 52 | 65 | 73 | 79 | 82 | 84 | 86 | 88 | 89 | 91 | 92 | 95 | 96 | 98 | 100 | 100 | 100 | 100 | 100 | 100 | 100 | 100 | 100 | NULL
488 |  | COM7 | USACE - New Orleans | Dentist's Office, structure, salt water, long duration | 0 | 0 | 0 | 0 | 0 | 43 | 64 | 100 | 100 | 100 | 100 | 100 | 100 | 100 | 100 | 100 | 100 | 100 | 100 | 100 | 100 | 100 | 100 | 100 | 100 | 100 | 100 | 100 | 100 | NULL
489 |  | COM7 | USACE - New Orleans | Dentist's Office, structure, salt water, short duration | 0 | 0 | 0 | 0 | 0 | 19 | 39 | 75 | 92 | 94 | 100 | 100 | 100 | 100 | 100 | 100 | 100 | 100 | 100 | 100 | 100 | 100 | 100 | 100 | 100 | 100 | 100 | 100 | 100 | NULL
490 |  | COM7 | USACE - New Orleans | Dentist's Office, structure, fresh water, long duration | 0 | 0 | 0 | 0 | 0 | 28 | 42 | 66 | 81 | 83 | 91 | 92 | 92 | 92 | 92 | 92 | 92 | 92 | 92 | 92 | 92 | 92 | 92 | 92 | 92 | 92 | 92 | 92 | 92 | NULL
491 |  | COM7 | USACE - New Orleans | Dentist's Office, structure, fresh water, short duration | 0 | 0 | 0 | 0 | 0 | 16 | 34 | 65 | 80 | 82 | 90 | 92 | 92 | 92 | 92 | 92 | 92 | 92 | 92 | 92 | 92 | 92 | 92 | 92 | 92 | 92 | 92 | 92 | 92 | NULL
492 |  | COM7 | USACE - New Orleans | Dentist's Office, structure, composite water & duration | 0 | 0 | 0 | 0 | 0 | 31 | 52 | 65 | 73 | 79 | 82 | 84 | 86 | 88 | 89 | 91 | 92 | 95 | 96 | 98 | 100 | 100 | 100 | 100 | 100 | 100 | 100 | 100 | 100 | NULL
493 | 1 | COM8 | USACE - Galveston | Average Entertainment/Recreation, Structure | 0 | 0 | 0 | 0 | 1 | 9 | 11 | 12 | 14 | 16 | 18 | 20 | 22 | 26 | 29 | 33 | 37 | 41 | 45 | 50 | 53 | 57 | 60 | 63 | 66 | 69 | 73 | 76 | 78 | NULL
494 |  | COM8 | USACE - Galveston | Fishing Party Boat, structure | 0 | 0 | 0 | 0 | 10 | 20 | 20 | 20 | 20 | 20 | 20 | 20 | 20 | 20 | 20 | 20 | 20 | 20 | 20 | 20 | 20 | 20 | 20 | 20 | 20 | 20 | 20 | 20 | 20 | NULL
495 |  | COM8 | USACE - Galveston | Bowling Alley, structure | 0 | 0 | 0 | 0 | 0 | 4 | 7 | 11 | 15 | 19 | 23 | 27 | 31 | 35 | 39 | 44 | 49 | 53 | 53 | 61 | 65 | 69 | 73 | 77 | 81 | 85 | 89 | 93 | 97 | NULL
496 |  | COM8 | USACE - Galveston | Country Club, structure | 0 | 0 | 0 | 0 | 0 | 7 | 8 | 8 | 9 | 10 | 11 | 12 | 13 | 14 | 15 | 18 | 21 | 24 | 28 | 33 | 38 | 44 | 50 | 57 | 64 | 71 | 78 | 85 | 92 | NULL
497 |  | COM8 | USACE - Galveston | Private Golf Course, structure | 0 | 0 | 0 | 0 | 0 | 1 | 4 | 6 | 8 | 9 | 11 | 14 | 17 | 21 | 26 | 31 | 37 | 43 | 50 | 57 | 63 | 68 | 73 | 77 | 81 | 85 | 89 | 93 | 97 | NULL
498 |  | COM8 | USACE - Galveston | Physical Fitness, structure | 0 | 0 | 0 | 0 | 0 | 18 | 20 | 20 | 20 | 20 | 20 | 22 | 27 | 33 | 39 | 44 | 49 | 53 | 58 | 62 | 66 | 69 | 73 | 77 | 81 | 85 | 89 | 93 | 97 | NULL
499 |  | COM8 | USACE - Galveston | Private Pool, structure | 0 | 0 | 0 | 0 | 0 | 7 | 7 | 7 | 7 | 7 | 7 | 7 | 7 | 7 | 7 | 7 | 7 | 7 | 7 | 7 | 7 | 7 | 7 | 7 | 7 | 7 | 7 | 7 | 7 | NULL
500 |  | COM8 | USACE - Galveston | Private Club, structure | 0 | 0 | 0 | 0 | 0 | 5 | 8 | 8 | 9 | 9 | 9 | 10 | 12 | 14 | 17 | 21 | 26 | 32 | 40 | 50 | 58 | 64 | 70 | 75 | 80 | 84 | 88 | 92 | 96 | NULL
501 |  | COM8 | USACE - Galveston | Recreation Facilities, structure | 0 | 0 | 0 | 0 | 0 | 0 | 0 | 2 | 5 | 10 | 10 | 15 | 15 | 20 | 20 | 25 | 25 | 35 | 35 | 45 | 45 | 45 | 45 | 45 | 45 | 45 | 45 | 45 | 45 | NULL
502 |  | COM8 | USACE - Galveston | Tavern, structure | 0 | 0 | 0 | 0 | 0 | 15 | 18 | 20 | 22 | 24 | 27 | 31 | 34 | 38 | 42 | 46 | 50 | 54 | 58 | 62 | 66 | 70 | 73 | 77 | 81 | 85 | 89 | 93 | 97 | NULL
503 |  | COM8 | USACE - Galveston | Telephone Exchange, structure | 0 | 0 | 0 | 0 | 0 | 12 | 14 | 17 | 19 | 23 | 27 | 31 | 35 | 40 | 45 | 50 | 55 | 59 | 63 | 67 | 71 | 74 | 77 | 80 | 83 | 86 | 89 | 92 | 95 | NULL
504 |  | COM8 | USACE - Galveston | Cafeteria Restaurant, structure | 0 | 0 | 0 | 0 | 0 | 15 | 18 | 20 | 23 | 25 | 27 | 28 | 30 | 33 | 37 | 43 | 50 | 58 | 64 | 68 | 72 | 76 | 80 | 84 | 88 | 92 | 96 | 100 | 100 | NULL
505 |  | COM8 | USACE - Galveston | Drive-In Restaurant, structure | 0 | 0 | 0 | 0 | 0 | 2 | 4 | 7 | 10 | 14 | 18 | 23 | 28 | 33 | 39 | 44 | 50 | 56 | 61 | 66 | 70 | 73 | 77 | 80 | 84 | 87 | 91 | 94 | 98 | NULL
506 |  | COM8 | USACE - New Orleans | Bowling Alley, structure, salt water, long duration | 0 | 0 | 0 | 0 | 0 | 46 | 75 | 92 | 99 | 100 | 100 | 100 | 100 | 100 | 100 | 100 | 100 | 100 | 100 | 100 | 100 | 100 | 100 | 100 | 100 | 100 | 100 | 100 | 100 | NULL
507 |  | COM8 | USACE - New Orleans | Bowling Alley, structure, salt water, short duration | 0 | 0 | 0 | 0 | 0 | 25 | 50 | 80 | 96 | 98 | 99 | 100 | 100 | 100 | 100 | 100 | 100 | 100 | 100 | 100 | 100 | 100 | 100 | 100 | 100 | 100 | 100 | 100 | 100 | NULL
508 |  | COM8 | USACE - New Orleans | Bowling Alley, structure, fresh water, long duration | 0 | 0 | 0 | 0 | 0 | 41 | 68 | 84 | 92 | 95 | 96 | 98 | 98 | 98 | 98 | 98 | 98 | 98 | 98 | 98 | 98 | 98 | 98 | 98 | 98 | 98 | 98 | 98 | 98 | NULL
509 |  | COM8 | USACE - New Orleans | Bowling Alley, structure, fresh water, short duration | 0 | 0 | 0 | 0 | 0 | 24 | 48 | 77 | 91 | 94 | 94 | 97 | 97 | 97 | 97 | 97 | 97 | 97 | 97 | 97 | 97 | 97 | 97 | 97 | 97 | 97 | 97 | 97 | 97 | NULL
510 |  | COM8 | USACE - New Orleans | Bowling Alley, structure, composite water & duration | 0 | 0 | 0 | 0 | 0 | 26 | 54 | 68 | 83 | 88 | 95 | 97 | 98 | 98 | 99 | 99 | 100 | 100 | 100 | 100 | 100 | 100 | 100 | 100 | 100 | 100 | 100 | 100 | 100 | NULL
511 |  | COM8 | USACE - New Orleans | Fast Food Restaurant, structure, salt water, long duration | 0 | 0 | 0 | 0 | 0 | 46 | 75 | 92 | 99 | 100 | 100 | 100 | 100 | 100 | 100 | 100 | 100 | 100 | 100 | 100 | 100 | 100 | 100 | 100 | 100 | 100 | 100 | 100 | 100 | NULL
512 |  | COM8 | USACE - New Orleans | Fast Food Restaurant, structure, salt water, short duration | 0 | 0 | 0 | 0 | 0 | 25 | 50 | 80 | 96 | 98 | 99 | 100 | 100 | 100 | 100 | 100 | 100 | 100 | 100 | 100 | 100 | 100 | 100 | 100 | 100 | 100 | 100 | 100 | 100 | NULL
513 |  | COM8 | USACE - New Orleans | Fast Food Restaurant, structure, fresh water, long duration | 0 | 0 | 0 | 0 | 0 | 41 | 68 | 84 | 92 | 95 | 96 | 98 | 98 | 98 | 98 | 98 | 98 | 98 | 98 | 98 | 98 | 98 | 98 | 98 | 98 | 98 | 98 | 98 | 98 | NULL
514 |  | COM8 | USACE - New Orleans | Fast Food Restaurant, structure, fresh water, short duration | 0 | 0 | 0 | 0 | 0 | 24 | 48 | 77 | 91 | 94 | 94 | 97 | 97 | 97 | 97 | 97 | 97 | 97 | 97 | 97 | 97 | 97 | 97 | 97 | 97 | 97 | 97 | 97 | 97 | NULL
515 |  | COM8 | USACE - New Orleans | Fast Food Restaurant, structure, composite water & duration | 0 | 0 | 0 | 0 | 0 | 26 | 54 | 68 | 83 | 88 | 95 | 97 | 98 | 98 | 99 | 99 | 100 | 100 | 100 | 100 | 100 | 100 | 100 | 100 | 100 | 100 | 100 | 100 | 100 | NULL
516 |  | COM8 | USACE - New Orleans | Full-Service Restaurant, structure, salt water, long duration | 0 | 0 | 0 | 0 | 0 | 46 | 75 | 92 | 99 | 100 | 100 | 100 | 100 | 100 | 100 | 100 | 100 | 100 | 100 | 100 | 100 | 100 | 100 | 100 | 100 | 100 | 100 | 100 | 100 | NULL
517 |  | COM8 | USACE - New Orleans | Full-Service Restaurant, structure, salt water, short duration | 0 | 0 | 0 | 0 | 0 | 25 | 50 | 80 | 96 | 98 | 99 | 100 | 100 | 100 | 100 | 100 | 100 | 100 | 100 | 100 | 100 | 100 | 100 | 100 | 100 | 100 | 100 | 100 | 100 | NULL
518 |  | COM8 | USACE - New Orleans | Full-Service Restaurant, structure, fresh water, long duration | 0 | 0 | 0 | 0 | 0 | 41 | 68 | 84 | 92 | 95 | 96 | 98 | 98 | 98 | 98 | 98 | 98 | 98 | 98 | 98 | 98 | 98 | 98 | 98 | 98 | 98 | 98 | 98 | 98 | NULL
519 |  | COM8 | USACE - New Orleans | Full-Service Restaurant, structure, fresh water, short duration | 0 | 0 | 0 | 0 | 0 | 24 | 48 | 77 | 91 | 94 | 94 | 97 | 97 | 97 | 97 | 97 | 97 | 97 | 97 | 97 | 97 | 97 | 97 | 97 | 97 | 97 | 97 | 97 | 97 | NULL
520 |  | COM8 | USACE - New Orleans | Full-Service Restaurant, structure, composite water & duration | 0 | 0 | 0 | 0 | 0 | 26 | 54 | 68 | 83 | 88 | 95 | 97 | 98 | 98 | 99 | 99 | 100 | 100 | 100 | 100 | 100 | 100 | 100 | 100 | 100 | 100 | 100 | 100 | 100 | NULL
521 |  | COM8 | USACE - New Orleans | Lounge, structure, salt water, long duration | 0 | 0 | 0 | 0 | 0 | 46 | 75 | 92 | 99 | 100 | 100 | 100 | 100 | 100 | 100 | 100 | 100 | 100 | 100 | 100 | 100 | 100 | 100 | 100 | 100 | 100 | 100 | 100 | 100 | NULL
522 |  | COM8 | USACE - New Orleans | Lounge, structure, salt water, short duration | 0 | 0 | 0 | 0 | 0 | 25 | 50 | 80 | 96 | 98 | 99 | 100 | 100 | 100 | 100 | 100 | 100 | 100 | 100 | 100 | 100 | 100 | 100 | 100 | 100 | 100 | 100 | 100 | 100 | NULL
523 |  | COM8 | USACE - New Orleans | Lounge, structure, fresh water, long duration | 0 | 0 | 0 | 0 | 0 | 41 | 68 | 84 | 92 | 95 | 96 | 98 | 98 | 98 | 98 | 98 | 98 | 98 | 98 | 98 | 98 | 98 | 98 | 98 | 98 | 98 | 98 | 98 | 98 | NULL
524 |  | COM8 | USACE - New Orleans | Lounge, structure, fresh water, short duration | 0 | 0 | 0 | 0 | 0 | 24 | 48 | 77 | 91 | 94 | 94 | 97 | 97 | 97 | 97 | 97 | 97 | 97 | 97 | 97 | 97 | 97 | 97 | 97 | 97 | 97 | 97 | 97 | 97 | NULL
525 |  | COM8 | USACE - New Orleans | Lounge, structure, composite water & duration | 0 | 0 | 0 | 0 | 0 | 26 | 54 | 68 | 83 | 88 | 95 | 97 | 98 | 98 | 99 | 99 | 100 | 100 | 100 | 100 | 100 | 100 | 100 | 100 | 100 | 100 | 100 | 100 | 100 | NULL
526 |  | COM8 | USACE - St. Paul | Recreation, structure, fresh water | 0 | 0 | 0 | 0 | 5 | 12 | 17 | 20 | 21 | 22 | 22 | 23 | 25 | 27 | 31 | 35 | 39 | 42 | 42 | 42 | 42 | 42 | 42 | 42 | 42 | 42 | 42 | 42 | 42 | NULL
527 |  | COM8 | USACE - Wilmington | Bowling Alley, structure | 0 | 0 | 0 | 0 | 24 | 30 | 33 | 35 | 39 | 46 | 55 | 62 | 68 | 72 | 75 | 79 | 81 | 83 | 85 | 87 | 89 | 91 | 93 | 95 | 97 | 99 | 100 | 100 | 100 | NULL
528 |  | COM8 | USACE - Wilmington | Private Club, structure | 0 | 0 | 0 | 0 | 6 | 19 | 33 | 44 | 49 | 53 | 57 | 61 | 66 | 70 | 74 | 78 | 83 | 87 | 91 | 95 | 99 | 100 | 100 | 100 | 100 | 100 | 100 | 100 | 100 | NULL
529 |  | COM8 | USACE - Wilmington | T.V. Station, structure | 0 | 0 | 0 | 0 | 3 | 6 | 9 | 11 | 14 | 17 | 20 | 23 | 27 | 30 | 34 | 37 | 41 | 44 | 47 | 50 | 53 | 56 | 59 | 62 | 65 | 68 | 71 | 74 | 77 | NULL
530 |  | COM8 | USACE - Wilmington | Tavern, structure | 0 | 0 | 0 | 0 | 3 | 13 | 46 | 63 | 67 | 68 | 69 | 70 | 72 | 73 | 74 | 75 | 76 | 77 | 78 | 79 | 80 | 81 | 82 | 83 | 84 | 85 | 86 | 87 | 88 | NULL
531 |  | COM8 | USACE - Wilmington | Restaurant, structure | 0 | 0 | 0 | 0 | 8 | 20 | 32 | 43 | 52 | 59 | 66 | 73 | 79 | 83 | 86 | 89 | 93 | 96 | 97 | 98 | 99 | 100 | 100 | 100 | 100 | 100 | 100 | 100 | 100 | NULL
532 | 1 | COM9 | USACE - Galveston | Average theatre, Structure | 0 | 0 | 0 | 0 | 0 | 2 | 4 | 5 | 5 | 5 | 6 | 8 | 10 | 12 | 15 | 20 | 24 | 29 | 35 | 42 | 49 | 56 | 62 | 68 | 74 | 80 | 86 | 92 | 98 | NULL
533 |  | COM9 | USACE - Galveston | Private Hall, structure | 0 | 0 | 0 | 0 | 0 | 1 | 5 | 5 | 5 | 5 | 6 | 8 | 9 | 11 | 14 | 18 | 22 | 28 | 34 | 42 | 50 | 58 | 64 | 70 | 76 | 82 | 88 | 94 | 100 | NULL
534 |  | COM9 | USACE - Galveston | Indoor Theater, structure | 0 | 0 | 0 | 0 | 0 | 2 | 3 | 4 | 4 | 4 | 5 | 7 | 10 | 13 | 16 | 21 | 25 | 30 | 36 | 41 | 47 | 53 | 60 | 66 | 72 | 78 | 84 | 90 | 96 | NULL
535 |  | COM9 | USACE - New Orleans | Movie Theater, structure, salt water, long duration | 0 | 0 | 0 | 0 | 0 | 46 | 75 | 92 | 99 | 100 | 100 | 100 | 100 | 100 | 100 | 100 | 100 | 100 | 100 | 100 | 100 | 100 | 100 | 100 | 100 | 100 | 100 | 100 | 100 | NULL
536 |  | COM9 | USACE - New Orleans | Movie Theater, structure, salt water, short duration | 0 | 0 | 0 | 0 | 0 | 25 | 50 | 80 | 96 | 98 | 99 | 100 | 100 | 100 | 100 | 100 | 100 | 100 | 100 | 100 | 100 | 100 | 100 | 100 | 100 | 100 | 100 | 100 | 100 | NULL
537 |  | COM9 | USACE - New Orleans | Movie Theater, structure, fresh water, long duration | 0 | 0 | 0 | 0 | 0 | 41 | 68 | 84 | 92 | 95 | 96 | 98 | 98 | 98 | 98 | 98 | 98 | 98 | 98 | 98 | 98 | 98 | 98 | 98 | 98 | 98 | 98 | 98 | 98 | NULL
538 |  | COM9 | USACE - New Orleans | Movie Theater, structure, fresh water, short duration | 0 | 0 | 0 | 0 | 0 | 24 | 48 | 77 | 91 | 94 | 94 | 97 | 97 | 97 | 97 | 97 | 97 | 97 | 97 | 97 | 97 | 97 | 97 | 97 | 97 | 97 | 97 | 97 | 97 | NULL
539 |  | COM9 | USACE - New Orleans | Movie Theater, structure, composite water & duration | 0 | 0 | 0 | 0 | 0 | 26 | 54 | 68 | 83 | 88 | 95 | 97 | 98 | 98 | 99 | 99 | 100 | 100 | 100 | 100 | 100 | 100 | 100 | 100 | 100 | 100 | 100 | 100 | 100 | NULL
540 |  | COM9 | USACE - Wilmington | Organization Hall, structure | 0 | 0 | 0 | 0 | 2 | 3 | 6 | 11 | 18 | 23 | 30 | 36 | 43 | 50 | 57 | 63 | 70 | 76 | 82 | 88 | 94 | 100 | 100 | 100 | 100 | 100 | 100 | 100 | 100 | NULL
541 |  | COM9 | USACE - Wilmington | Theater, Structure | 0 | 0 | 0 | 0 | 2 | 8 | 16 | 21 | 22 | 23 | 24 | 25 | 25 | 25 | 25 | 26 | 26 | 27 | 27 | 27 | 27 | 27 | 27 | 27 | 27 | 27 | 27 | 27 | 27 | NULL
542 |  | COM9 | USACE - Wilmington | Drive-In Theater, structure | 0 | 0 | 0 | 0 | 1 | 1 | 2 | 3 | 6 | 9 | 13 | 17 | 21 | 24 | 28 | 32 | 35 | 39 | 42 | 45 | 48 | 51 | 54 | 57 | 60 | 63 | 66 | 69 | 72 | NULL
543 | 1 | COM10 | USACE - Galveston | Garage, structure | 0 | 0 | 0 | 0 | 0 | 3 | 5 | 6 | 7 | 8 | 10 | 13 | 17 | 21 | 25 | 30 | 35 | 41 | 47 | 52 | 58 | 65 | 71 | 76 | 81 | 86 | 91 | 96 | 100 | NULL
544 |  | COM10 | USACE - Wilmington | Garage, structure | 0 | 0 | 0 | 0 | 3 | 7 | 12 | 17 | 20 | 24 | 28 | 32 | 37 | 41 | 46 | 51 | 55 | 59 | 64 | 68 | 72 | 76 | 80 | 84 | 88 | 92 | 96 | 100 | 100 | NULL
545 | 1 | IND1 | USACE - Galveston | Average heavy industrial, Structure | 0 | 0 | 0 | 0 | 1 | 10 | 12 | 15 | 19 | 22 | 26 | 30 | 35 | 39 | 42 | 48 | 50 | 51 | 53 | 54 | 55 | 55 | 56 | 56 | 57 | 57 | 57 | 58 | 58 | NULL
546 |  | IND1 | USACE - Galveston | Boiler Building, structure | 0 | 0 | 0 | 0 | 0 | 1 | 1 | 3 | 5 | 8 | 12 | 16 | 21 | 26 | 32 | 38 | 45 | 45 | 45 | 45 | 45 | 45 | 45 | 45 | 45 | 45 | 45 | 45 | 45 | NULL
547 |  | IND1 | USACE - Galveston | Cabinet Shop Mfg, structure | 0 | 0 | 0 | 0 | 0 | 20 | 22 | 24 | 26 | 28 | 30 | 35 | 40 | 43 | 46 | 50 | 50 | 50 | 50 | 50 | 50 | 50 | 50 | 50 | 50 | 50 | 50 | 50 | 50 | NULL
548 |  | IND1 | USACE - Galveston | Concrete Mfg, structure | 0 | 0 | 0 | 0 | 0 | 30 | 30 | 30 | 30 | 30 | 30 | 30 | 30 | 30 | 30 | 30 | 30 | 30 | 30 | 30 | 30 | 30 | 30 | 30 | 30 | 30 | 30 | 30 | 30 | NULL
549 |  | IND1 | USACE - Galveston | Door Mfg, structure | 0 | 0 | 0 | 0 | 0 | 14 | 22 | 26 | 29 | 32 | 33 | 34 | 35 | 35 | 35 | 35 | 41 | 43 | 45 | 47 | 49 | 51 | 53 | 53 | 53 | 53 | 53 | 53 | 53 | NULL
550 |  | IND1 | USACE - Galveston | Fabrication Shop, structure | 0 | 0 | 0 | 0 | 0 | 2 | 5 | 10 | 15 | 20 | 25 | 30 | 35 | 40 | 50 | 75 | 75 | 75 | 75 | 75 | 75 | 75 | 75 | 75 | 75 | 75 | 75 | 75 | 75 | NULL
551 |  | IND1 | USACE - Galveston | Heat Exchanger Mfg, structure | 0 | 0 | 0 | 0 | 0 | 3 | 4 | 5 | 6 | 7 | 7 | 7 | 7 | 7 | 7 | 8 | 9 | 9 | 10 | 10 | 10 | 11 | 11 | 12 | 12 | 13 | 13 | 14 | 14 | NULL
552 |  | IND1 | USACE - Galveston | Lumber Mill, structure | 0 | 0 | 0 | 0 | 0 | 3 | 5 | 8 | 10 | 13 | 15 | 18 | 20 | 23 | 25 | 28 | 30 | 33 | 35 | 38 | 40 | 43 | 45 | 48 | 50 | 53 | 55 | 58 | 60 | NULL
553 |  | IND1 | USACE - Galveston | Heavy Machine Shop, structure | 0 | 0 | 0 | 0 | 0 | 1 | 1 | 1 | 3 | 5 | 8 | 12 | 16 | 21 | 26 | 32 | 38 | 40 | 40 | 40 | 40 | 40 | 40 | 40 | 40 | 40 | 40 | 40 | 40 | NULL
554 |  | IND1 | USACE - Galveston | Metal Coatings Services, structure | 0 | 0 | 0 | 0 | 0 | 18 | 25 | 25 | 25 | 25 | 25 | 25 | 25 | 25 | 25 | 26 | 27 | 27 | 28 | 28 | 28 | 29 | 29 | 29 | 30 | 30 | 30 | 30 | 30 | NULL
555 |  | IND1 | USACE - Galveston | Pipe Threader Facility, structure | 0 | 0 | 0 | 0 | 0 | 1 | 5 | 10 | 10 | 10 | 20 | 30 | 50 | 50 | 50 | 75 | 75 | 75 | 90 | 90 | 90 | 90 | 90 | 90 | 90 | 90 | 90 | 90 | 90 | NULL
556 |  | IND1 | USACE - Galveston | Metal Recycling, structure | 0 | 0 | 0 | 0 | 0 | 5 | 10 | 20 | 40 | 50 | 60 | 70 | 80 | 100 | 100 | 100 | 100 | 100 | 100 | 100 | 100 | 100 | 100 | 100 | 100 | 100 | 100 | 100 | 100 | NULL
557 |  | IND1 | USACE - Galveston | Research Lab-Machine, structure | 0 | 0 | 0 | 0 | 0 | 12 | 14 | 17 | 19 | 23 | 27 | 31 | 35 | 40 | 45 | 50 | 55 | 60 | 60 | 70 | 70 | 70 | 70 | 70 | 70 | 70 | 70 | 70 | 70 | NULL
558 |  | IND1 | USACE - Galveston | Welding-Machine, structure | 0 | 0 | 0 | 0 | 17 | 17 | 17 | 17 | 23 | 32 | 45 | 55 | 61 | 66 | 69 | 73 | 76 | 78 | 80 | 82 | 85 | 86 | 87 | 89 | 90 | 91 | 92 | 93 | 94 | NULL
559 | 1 | IND2 | USACE - Galveston | Average light industrial, structure | 0 | 0 | 0 | 0 | 1 | 9 | 14 | 17 | 22 | 26 | 30 | 32 | 35 | 37 | 39 | 43 | 46 | 48 | 50 | 51 | 54 | 55 | 57 | 59 | 60 | 62 | 63 | 65 | 66 | NULL
560 |  | IND2 | USACE - Galveston | Battery Mfg, structure | 0 | 0 | 0 | 0 | 0 | 3 | 3 | 3 | 4 | 5 | 8 | 10 | 17 | 23 | 31 | 40 | 48 | 48 | 52 | 52 | 55 | 55 | 55 | 55 | 55 | 55 | 55 | 55 | 55 | NULL
561 |  | IND2 | USACE - Galveston | Cooling Tower, structure | 0 | 0 | 0 | 0 | 0 | 10 | 20 | 20 | 50 | 50 | 60 | 60 | 75 | 75 | 80 | 80 | 80 | 80 | 80 | 80 | 80 | 80 | 80 | 80 | 80 | 80 | 80 | 80 | 80 | NULL
562 |  | IND2 | USACE - Galveston | Electronic Equip Mfg, structure | 0 | 0 | 0 | 0 | 0 | 13 | 20 | 24 | 27 | 28 | 30 | 30 | 30 | 30 | 30 | 32 | 33 | 34 | 34 | 35 | 36 | 36 | 37 | 38 | 39 | 40 | 41 | 42 | 43 | NULL
563 |  | IND2 | USACE - Galveston | Frame Shop, structure | 0 | 0 | 0 | 0 | 0 | 20 | 22 | 24 | 26 | 28 | 30 | 35 | 40 | 43 | 46 | 50 | 50 | 50 | 50 | 50 | 50 | 50 | 50 | 50 | 50 | 50 | 50 | 50 | 50 | NULL
564 |  | IND2 | USACE - Galveston | Furniture Mfg, structure | 0 | 0 | 0 | 0 | 0 | 0 | 20 | 24 | 28 | 32 | 38 | 42 | 46 | 48 | 50 | 50 | 50 | 50 | 50 | 50 | 50 | 50 | 50 | 50 | 50 | 50 | 50 | 50 | 50 | NULL
565 |  | IND2 | USACE - Galveston | Instrument Mfg, structure | 0 | 0 | 0 | 0 | 0 | 5 | 8 | 12 | 14 | 16 | 17 | 19 | 20 | 20 | 20 | 24 | 26 | 28 | 29 | 31 | 33 | 34 | 36 | 38 | 40 | 42 | 44 | 46 | 48 | NULL
566 |  | IND2 | USACE - Galveston | Leather Goods Mfg, structure | 0 | 0 | 0 | 0 | 0 | 7 | 12 | 16 | 20 | 23 | 26 | 27 | 29 | 30 | 25 | 30 | 31 | 33 | 35 | 36 | 38 | 40 | 41 | 43 | 45 | 47 | 49 | 51 | 53 | NULL
567 |  | IND2 | USACE - Galveston | Industrial Loading Dock, structure | 0 | 0 | 0 | 0 | 0 | 1 | 1 | 1 | 3 | 3 | 5 | 8 | 12 | 16 | 21 | 26 | 32 | 38 | 45 | 51 | 58 | 65 | 73 | 80 | 87 | 94 | 100 | 100 | 100 | NULL
568 |  | IND2 | USACE - Galveston | Locker Bldg, structure | 0 | 0 | 0 | 0 | 0 | 25 | 25 | 25 | 25 | 30 | 30 | 30 | 30 | 30 | 35 | 35 | 35 | 35 | 35 | 35 | 40 | 40 | 40 | 40 | 40 | 40 | 40 | 40 | 40 | NULL
569 |  | IND2 | USACE - Galveston | Maint Bldg-Mfg Facility, structure | 0 | 0 | 0 | 0 | 0 | 5 | 10 | 20 | 30 | 50 | 70 | 70 | 70 | 70 | 70 | 70 | 80 | 80 | 80 | 80 | 80 | 80 | 80 | 80 | 80 | 80 | 80 | 80 | 80 | NULL
570 |  | IND2 | USACE - Galveston | Newspaper Print Plant, structure | 0 | 0 | 0 | 0 | 0 | 2 | 3 | 4 | 5 | 6 | 7 | 8 | 8 | 9 | 11 | 14 | 19 | 24 | 31 | 40 | 50 | 60 | 67 | 73 | 79 | 84 | 89 | 94 | 99 | NULL
571 |  | IND2 | USACE - Galveston | Newspaper Sales Office, structure | 0 | 0 | 0 | 0 | 10 | 15 | 18 | 24 | 25 | 25 | 26 | 27 | 28 | 31 | 33 | 36 | 40 | 43 | 47 | 52 | 56 | 60 | 65 | 70 | 75 | 80 | 85 | 90 | 95 | NULL
572 |  | IND2 | USACE - Galveston | Office-Manuf Facility, structure | 0 | 0 | 0 | 0 | 0 | 2 | 10 | 15 | 28 | 32 | 39 | 43 | 44 | 45 | 51 | 58 | 62 | 65 | 65 | 65 | 65 | 65 | 65 | 65 | 65 | 65 | 65 | 65 | 65 | NULL
573 |  | IND2 | USACE - Galveston | Commercial Printing, structure | 0 | 0 | 0 | 0 | 0 | 20 | 23 | 26 | 29 | 32 | 35 | 39 | 42 | 45 | 47 | 50 | 60 | 60 | 60 | 60 | 60 | 60 | 60 | 60 | 60 | 60 | 60 | 60 | 60 | NULL
574 |  | IND2 | USACE - Wilmington | Newspaper, structure | 0 | 0 | 0 | 0 | 2 | 7 | 12 | 19 | 25 | 30 | 36 | 41 | 46 | 51 | 56 | 61 | 66 | 71 | 76 | 81 | 86 | 91 | 96 | 100 | 100 | 100 | 100 | 100 | 100 | NULL
575 | 1 | IND3 | USACE - Galveston | Average Food/Drug/Chem, Structure | 0 | 0 | 0 | 0 | 0 | 13 | 14 | 19 | 22 | 25 | 28 | 30 | 33 | 34 | 36 | 39 | 40 | 42 | 42 | 43 | 43 | 44 | 44 | 44 | 44 | 44 | 45 | 45 | 45 | NULL
576 |  | IND3 | USACE - Galveston | Chemical Plant, structure | 0 | 0 | 0 | 0 | 0 | 15 | 15 | 17 | 20 | 25 | 30 | 35 | 40 | 40 | 40 | 40 | 40 | 40 | 40 | 40 | 40 | 40 | 40 | 40 | 40 | 40 | 40 | 40 | 40 | NULL
577 |  | IND3 | USACE - Galveston | Chemical Plant Bonding, structure | 0 | 0 | 0 | 0 | 0 | 65 | 65 | 100 | 100 | 100 | 100 | 100 | 100 | 100 | 100 | 100 | 100 | 100 | 100 | 100 | 100 | 100 | 100 | 100 | 100 | 100 | 100 | 100 | 100 | NULL
578 |  | IND3 | USACE - Galveston | Chemical refinery, structure | 0 | 0 | 0 | 0 | 0 | 9 | 9 | 9 | 9 | 10 | 11 | 12 | 13 | 13 | 13 | 13 | 13 | 13 | 13 | 13 | 13 | 13 | 13 | 13 | 13 | 13 | 13 | 13 | 13 | NULL
579 |  | IND3 | USACE - Galveston | Feed Mill, structure | 0 | 0 | 0 | 0 | 0 | 0 | 0 | 0 | 20 | 23 | 27 | 30 | 33 | 37 | 40 | 43 | 47 | 50 | 53 | 57 | 60 | 60 | 60 | 60 | 60 | 60 | 60 | 60 | 60 | NULL
580 |  | IND3 | USACE - Galveston | Food Processor, structure | 0 | 0 | 0 | 0 | 0 | 6 | 6 | 6 | 6 | 10 | 14 | 18 | 20 | 20 | 20 | 20 | 20 | 20 | 20 | 20 | 20 | 20 | 20 | 20 | 20 | 20 | 20 | 20 | 20 | NULL
581 |  | IND3 | USACE - Galveston | Chemical Laboratory, structure | 0 | 0 | 0 | 0 | 1 | 1 | 3 | 5 | 8 | 12 | 16 | 21 | 26 | 32 | 38 | 45 | 45 | 45 | 45 | 45 | 45 | 45 | 45 | 45 | 45 | 45 | 45 | 45 | 45 | NULL
582 |  | IND3 | USACE - Galveston | Detergent Manuf. Facility, structure | 0 | 0 | 0 | 0 | 0 | 1 | 1 | 3 | 5 | 8 | 12 | 16 | 21 | 26 | 32 | 38 | 45 | 50 | 50 | 50 | 50 | 50 | 50 | 50 | 50 | 50 | 50 | 50 | 50 | NULL
583 |  | IND3 | USACE - Galveston | Meat Packing, structure | 0 | 0 | 0 | 0 | 0 | 20 | 23 | 26 | 29 | 32 | 35 | 38 | 41 | 44 | 47 | 50 | 55 | 56 | 57 | 58 | 60 | 60 | 60 | 60 | 60 | 60 | 60 | 60 | 60 | NULL
584 |  | IND3 | USACE - Galveston | Oil Storage Tanks, structure | 0 | 0 | 0 | 0 | 0 | 2 | 2 | 2 | 2 | 2 | 2 | 2 | 2 | 2 | 2 | 2 | 2 | 2 | 2 | 2 | 2 | 2 | 2 | 2 | 2 | 2 | 2 | 2 | 2 | NULL
585 |  | IND3 | USACE - Galveston | Plastic Mfg, structure | 0 | 0 | 0 | 0 | 0 | 12 | 18 | 23 | 24 | 27 | 28 | 29 | 30 | 30 | 30 | 35 | 37 | 39 | 40 | 42 | 44 | 46 | 48 | 49 | 51 | 53 | 55 | 57 | 59 | NULL
586 | 1 | IND4 | USACE - Galveston | Average Metals/Minerals processing, structure | 0 | 0 | 0 | 0 | 0 | 10 | 14 | 18 | 22 | 26 | 34 | 41 | 42 | 42 | 45 | 47 | 49 | 50 | 50 | 50 | 50 | 50 | 50 | 50 | 50 | 50 | 50 | 50 | 50 | NULL
587 |  | IND4 | USACE - Galveston | Foundry, structure | 0 | 0 | 0 | 0 | 0 | 5 | 10 | 20 | 30 | 30 | 50 | 70 | 70 | 70 | 75 | 75 | 80 | 80 | 80 | 80 | 80 | 80 | 80 | 80 | 80 | 80 | 80 | 80 | 80 | NULL
588 |  | IND4 | USACE - Galveston | Refinery-Lead, structure | 0 | 0 | 0 | 0 | 0 | 2 | 10 | 15 | 20 | 32 | 39 | 43 | 44 | 45 | 51 | 58 | 62 | 65 | 65 | 65 | 65 | 65 | 65 | 65 | 65 | 65 | 65 | 65 | 65 | NULL
589 |  | IND4 | USACE - Galveston | Sand & Gravel, structure | 0 | 0 | 0 | 0 | 0 | 2 | 4 | 6 | 8 | 10 | 11 | 12 | 13 | 14 | 15 | 15 | 15 | 15 | 15 | 15 | 15 | 15 | 15 | 15 | 15 | 15 | 15 | 15 | 15 | NULL
590 |  | IND4 | USACE - Galveston | Sheet Metal, structure | 0 | 0 | 0 | 0 | 0 | 30 | 30 | 30 | 30 | 33 | 36 | 39 | 40 | 40 | 40 | 40 | 40 | 40 | 40 | 40 | 40 | 40 | 40 | 40 | 40 | 40 | 40 | 40 | 40 | NULL
591 | 1 | IND5 | USACE - Galveston | Average High Technology, structure | 0 | 0 | 0 | 0 | 0 | 13 | 14 | 19 | 22 | 25 | 28 | 30 | 33 | 34 | 36 | 39 | 40 | 42 | 42 | 43 | 43 | 44 | 44 | 44 | 44 | 44 | 45 | 45 | 45 | IND3 Default
592 | 1 | IND6 | USACE - Galveston | Average Construction, structure | 0 | 0 | 0 | 0 | 0 | 22 | 31 | 37 | 43 | 47 | 50 | 54 | 57 | 61 | 63 | 64 | 65 | 67 | 68 | 69 | 70 | 71 | 72 | 73 | 74 | 75 | 76 | 76 | 77 | NULL
593 |  | IND6 | USACE - Galveston | Carpet Tile Flooring, structure | 0 | 0 | 0 | 0 | 0 | 2 | 3 | 4 | 4 | 5 | 7 | 9 | 13 | 18 | 22 | 29 | 35 | 42 | 50 | 57 | 63 | 68 | 73 | 77 | 81 | 84 | 87 | 89 | 91 | NULL
594 |  | IND6 | USACE - Galveston | Construction Co, structure | 0 | 0 | 0 | 0 | 0 | 0 | 20 | 30 | 40 | 50 | 60 | 70 | 80 | 90 | 100 | 100 | 100 | 100 | 100 | 100 | 100 | 100 | 100 | 100 | 100 | 100 | 100 | 100 | 100 | NULL
595 |  | IND6 | USACE - Galveston | Contractor Roofing, structure | 0 | 0 | 0 | 0 | 0 | 14 | 21 | 25 | 27 | 28 | 30 | 30 | 30 | 30 | 30 | 32 | 34 | 35 | 36 | 37 | 38 | 39 | 40 | 41 | 42 | 43 | 44 | 45 | 46 | NULL
596 |  | IND6 | USACE - Galveston | Contractor-Electric, structure | 0 | 0 | 0 | 0 | 0 | 0 | 20 | 25 | 30 | 35 | 40 | 45 | 50 | 60 | 60 | 60 | 60 | 60 | 60 | 60 | 60 | 60 | 60 | 60 | 60 | 60 | 60 | 60 | 60 | NULL
597 |  | IND6 | USACE - Galveston | Pier Drilling Co, structure | 0 | 0 | 0 | 0 | 0 | 35 | 35 | 35 | 35 | 41 | 47 | 53 | 60 | 60 | 60 | 60 | 60 | 60 | 60 | 60 | 60 | 60 | 60 | 60 | 60 | 60 | 60 | 60 | 60 | NULL
598 |  | IND6 | USACE - Galveston | Plumbing Co, structure | 0 | 0 | 0 | 0 | 0 | 20 | 32 | 40 | 47 | 53 | 57 | 61 | 64 | 67 | 70 | 72 | 74 | 77 | 78 | 80 | 82 | 84 | 85 | 87 | 89 | 91 | 93 | 95 | 97 | NULL
599 |  | IND6 | USACE - Galveston | Sandblasting Co, structure | 0 | 0 | 0 | 0 | 0 | 100 | 100 | 100 | 100 | 100 | 100 | 100 | 100 | 100 | 100 | 100 | 100 | 100 | 100 | 100 | 100 | 100 | 100 | 100 | 100 | 100 | 100 | 100 | 100 | NULL
600 |  | IND6 | USACE - Galveston | Water Well Service, structure | 0 | 0 | 0 | 0 | 0 | 5 | 20 | 40 | 60 | 60 | 60 | 60 | 60 | 60 | 60 | 60 | 60 | 60 | 60 | 60 | 60 | 60 | 60 | 60 | 60 | 60 | 60 | 60 | 60 | NULL
601 |  | IND6 | USACE - New Orleans | Carpeting Service, structure, salt water, long duration | 0 | 0 | 0 | 0 | 0 | 22 | 29 | 34 | 43 | 51 | 59 | 67 | 75 | 80 | 80 | 80 | 80 | 80 | 80 | 80 | 80 | 80 | 80 | 80 | 80 | 80 | 80 | 80 | 80 | NULL
602 |  | IND6 | USACE - New Orleans | Carpeting Service, structure, salt water, short duration | 0 | 0 | 0 | 0 | 0 | 13 | 21 | 28 | 33 | 41 | 49 | 56 | 64 | 71 | 76 | 76 | 76 | 76 | 76 | 76 | 76 | 76 | 76 | 76 | 76 | 76 | 76 | 76 | 76 | NULL
603 |  | IND6 | USACE - New Orleans | Carpeting Service, structure, fresh water, long duration | 0 | 0 | 0 | 0 | 0 | 20 | 27 | 31 | 39 | 46 | 53 | 61 | 68 | 73 | 73 | 73 | 73 | 73 | 73 | 73 | 73 | 73 | 73 | 73 | 73 | 73 | 73 | 73 | 73 | NULL
604 |  | IND6 | USACE - New Orleans | Carpeting Service, structure, fresh water, short duration | 0 | 0 | 0 | 0 | 0 | 12 | 20 | 27 | 31 | 39 | 46 | 53 | 61 | 68 | 73 | 73 | 73 | 73 | 73 | 73 | 73 | 73 | 73 | 73 | 73 | 73 | 73 | 73 | 73 | NULL
605 |  | IND6 | USACE - New Orleans | Carpeting Service, structure, composite water & duration | 0 | 0 | 0 | 0 | 0 | 28 | 45 | 55 | 62 | 72 | 78 | 82 | 87 | 90 | 93 | 95 | 96 | 96 | 96 | 96 | 96 | 96 | 96 | 96 | 96 | 96 | 96 | 96 | 96 | NULL
606 |  | IND6 | USACE - New Orleans | Heating & Air Conditioning Service, structure, salt water, long duration | 0 | 0 | 0 | 0 | 0 | 22 | 29 | 34 | 43 | 51 | 59 | 67 | 75 | 80 | 80 | 80 | 80 | 80 | 80 | 80 | 80 | 80 | 80 | 80 | 80 | 80 | 80 | 80 | 80 | NULL
607 |  | IND6 | USACE - New Orleans | Heating & Air Conditioning Service, structure, salt water, short duration | 0 | 0 | 0 | 0 | 0 | 13 | 21 | 28 | 33 | 41 | 49 | 56 | 64 | 71 | 76 | 76 | 76 | 76 | 76 | 76 | 76 | 76 | 76 | 76 | 76 | 76 | 76 | 76 | 76 | NULL
608 |  | IND6 | USACE - New Orleans | Heating & Air Conditioning Service, structure, fresh water, long duration | 0 | 0 | 0 | 0 | 0 | 20 | 27 | 31 | 39 | 46 | 53 | 61 | 68 | 73 | 73 | 73 | 73 | 73 | 73 | 73 | 73 | 73 | 73 | 73 | 73 | 73 | 73 | 73 | 73 | NULL
609 |  | IND6 | USACE - New Orleans | Heating & Air Conditioning Service, structure, fresh water, short duration | 0 | 0 | 0 | 0 | 0 | 12 | 20 | 27 | 31 | 39 | 46 | 53 | 61 | 68 | 73 | 73 | 73 | 73 | 73 | 73 | 73 | 73 | 73 | 73 | 73 | 73 | 73 | 73 | 73 | NULL
610 |  | IND6 | USACE - New Orleans | Heating & Air Conditioning Service, structure, composite water & duration | 0 | 0 | 0 | 0 | 0 | 28 | 45 | 55 | 62 | 72 | 78 | 82 | 87 | 90 | 93 | 95 | 96 | 96 | 96 | 96 | 96 | 96 | 96 | 96 | 96 | 96 | 96 | 96 | 96 | NULL
611 |  | IND6 | USACE - New Orleans | Plumbing Services, structure, salt water, long duration | 0 | 0 | 0 | 0 | 0 | 22 | 29 | 34 | 43 | 51 | 59 | 67 | 75 | 80 | 80 | 80 | 80 | 80 | 80 | 80 | 80 | 80 | 80 | 80 | 80 | 80 | 80 | 80 | 80 | NULL
612 |  | IND6 | USACE - New Orleans | Plumbing Services, structure, salt water, short duration | 0 | 0 | 0 | 0 | 0 | 13 | 21 | 28 | 33 | 41 | 49 | 56 | 64 | 71 | 76 | 76 | 76 | 76 | 76 | 76 | 76 | 76 | 76 | 76 | 76 | 76 | 76 | 76 | 76 | NULL
613 |  | IND6 | USACE - New Orleans | Plumbing Services, structure, fresh water, long duration | 0 | 0 | 0 | 0 | 0 | 20 | 27 | 31 | 39 | 46 | 53 | 61 | 68 | 73 | 73 | 73 | 73 | 73 | 73 | 73 | 73 | 73 | 73 | 73 | 73 | 73 | 73 | 73 | 73 | NULL
614 |  | IND6 | USACE - New Orleans | Plumbing Services, structure, fresh water, short duration | 0 | 0 | 0 | 0 | 0 | 12 | 20 | 27 | 31 | 39 | 46 | 53 | 61 | 68 | 73 | 73 | 73 | 73 | 73 | 73 | 73 | 73 | 73 | 73 | 73 | 73 | 73 | 73 | 73 | NULL
615 |  | IND6 | USACE - New Orleans | Plumbing Services, structure, composite water & duration | 0 | 0 | 0 | 0 | 0 | 28 | 45 | 55 | 62 | 72 | 78 | 82 | 87 | 90 | 93 | 95 | 96 | 96 | 96 | 96 | 96 | 96 | 96 | 96 | 96 | 96 | 96 | 96 | 96 | NULL
616 | 1 | AGR1 | USACE - Galveston | Average Agriculture, structure | 0 | 0 | 0 | 0 | 0 | 6 | 11 | 15 | 19 | 25 | 30 | 35 | 41 | 46 | 51 | 57 | 63 | 70 | 75 | 79 | 82 | 84 | 87 | 89 | 90 | 92 | 93 | 95 | 96 | NULL
617 |  | AGR1 | USACE - Galveston | Horse Stalls, structure | 0 | 0 | 0 | 0 | 0 | 10 | 19 | 26 | 32 | 40 | 48 | 56 | 64 | 71 | 78 | 85 | 91 | 97 | 100 | 100 | 100 | 100 | 100 | 100 | 100 | 100 | 100 | 100 | 100 | NULL
618 |  | AGR1 | USACE - Galveston | Veterinary Clinic, structure | 0 | 0 | 0 | 0 | 0 | 1 | 3 | 4 | 6 | 9 | 11 | 14 | 17 | 20 | 24 | 29 | 35 | 42 | 50 | 57 | 63 | 68 | 73 | 77 | 80 | 83 | 86 | 89 | 92 | NULL
619 |  | AGR1 | USACE - New Orleans | Veterinary Office, structure, salt water, long duration | 0 | 0 | 0 | 0 | 0 | 43 | 64 | 100 | 100 | 100 | 100 | 100 | 100 | 100 | 100 | 100 | 100 | 100 | 100 | 100 | 100 | 100 | 100 | 100 | 100 | 100 | 100 | 100 | 100 | NULL
620 |  | AGR1 | USACE - New Orleans | Veterinary Office, structure, salt water, short duration | 0 | 0 | 0 | 0 | 0 | 19 | 39 | 75 | 92 | 94 | 100 | 100 | 100 | 100 | 100 | 100 | 100 | 100 | 100 | 100 | 100 | 100 | 100 | 100 | 100 | 100 | 100 | 100 | 100 | NULL
621 |  | AGR1 | USACE - New Orleans | Veterinary Office, structure, fresh water, long duration | 0 | 0 | 0 | 0 | 0 | 28 | 42 | 66 | 81 | 83 | 91 | 92 | 92 | 92 | 92 | 92 | 92 | 92 | 92 | 92 | 92 | 92 | 92 | 92 | 92 | 92 | 92 | 92 | 92 | NULL
622 |  | AGR1 | USACE - New Orleans | Veterinary Office, structure, fresh water, short duration | 0 | 0 | 0 | 0 | 0 | 16 | 34 | 65 | 80 | 82 | 90 | 92 | 92 | 92 | 92 | 92 | 92 | 92 | 92 | 92 | 92 | 92 | 92 | 92 | 92 | 92 | 92 | 92 | 92 | NULL
623 |  | AGR1 | USACE - New Orleans | Veterinary Office, structure, composite water & duration | 0 | 0 | 0 | 0 | 0 | 31 | 52 | 65 | 73 | 79 | 82 | 84 | 86 | 88 | 89 | 91 | 92 | 94 | 96 | 98 | 100 | 100 | 100 | 100 | 100 | 100 | 100 | 100 | 100 | NULL
624 | 1 | REL1 | USACE - Galveston | Church, structure | 0 | 0 | 0 | 0 | 0 | 10 | 11 | 11 | 12 | 12 | 13 | 14 | 14 | 15 | 17 | 19 | 24 | 30 | 38 | 45 | 52 | 58 | 64 | 69 | 74 | 78 | 82 | 85 | 88 | NULL
625 |  | REL1 | USACE - New Orleans | Civic Association, structure, salt water, long duration | 0 | 0 | 0 | 0 | 0 | 85 | 87 | 100 | 100 | 100 | 100 | 100 | 100 | 100 | 100 | 100 | 100 | 100 | 100 | 100 | 100 | 100 | 100 | 100 | 100 | 100 | 100 | 100 | 100 | NULL
626 |  | REL1 | USACE - New Orleans | Civic Association, structure, salt water, short duration | 0 | 0 | 0 | 0 | 0 | 72 | 72 | 100 | 100 | 100 | 100 | 100 | 100 | 100 | 100 | 100 | 100 | 100 | 100 | 100 | 100 | 100 | 100 | 100 | 100 | 100 | 100 | 100 | 100 | NULL
627 |  | REL1 | USACE - New Orleans | Civic Association, structure, fresh water, long duration | 0 | 0 | 0 | 0 | 0 | 75 | 76 | 97 | 100 | 100 | 100 | 100 | 100 | 100 | 100 | 100 | 100 | 100 | 100 | 100 | 100 | 100 | 100 | 100 | 100 | 100 | 100 | 100 | 100 | NULL
628 |  | REL1 | USACE - New Orleans | Civic Association, structure, fresh water, short duration | 0 | 0 | 0 | 0 | 0 | 65 | 65 | 90 | 100 | 100 | 100 | 100 | 100 | 100 | 100 | 100 | 100 | 100 | 100 | 100 | 100 | 100 | 100 | 100 | 100 | 100 | 100 | 100 | 100 | NULL
629 |  | REL1 | USACE - New Orleans | Civic Association, structure, composite water & duration | 0 | 0 | 0 | 0 | 0 | 25 | 55 | 69 | 79 | 84 | 85 | 85 | 85 | 85 | 90 | 90 | 90 | 92 | 93 | 94 | 95 | 96 | 97 | 98 | 99 | 100 | 100 | 100 | 100 | NULL
630 |  | REL1 | USACE - Wilmington | Church, structure | 0 | 0 | 0 | 0 | 12 | 17 | 19 | 22 | 25 | 28 | 32 | 37 | 43 | 48 | 53 | 58 | 63 | 68 | 73 | 78 | 83 | 88 | 93 | 98 | 100 | 100 | 100 | 100 | 100 | NULL
631 | 1 | GOV1 | USACE - Galveston | Average government services, structure | 0 | 0 | 0 | 0 | 0 | 5 | 8 | 13 | 14 | 14 | 15 | 17 | 19 | 22 | 26 | 31 | 37 | 44 | 51 | 59 | 65 | 70 | 74 | 79 | 83 | 87 | 91 | 95 | 98 | NULL
632 |  | GOV1 | USACE - Galveston | City Hall, structure | 0 | 0 | 0 | 0 | 0 | 1 | 1 | 1 | 2 | 2 | 3 | 4 | 6 | 8 | 12 | 17 | 23 | 31 | 40 | 50 | 58 | 64 | 70 | 75 | 80 | 84 | 88 | 92 | 95 | NULL
633 |  | GOV1 | USACE - Galveston | Post Office, structure | 0 | 0 | 0 | 0 | 0 | 8 | 15 | 24 | 25 | 26 | 27 | 29 | 32 | 36 | 40 | 45 | 50 | 56 | 62 | 67 | 71 | 75 | 78 | 82 | 86 | 90 | 94 | 98 | 100 | NULL
634 |  | GOV1 | USACE - New Orleans | Government facility, structure, salt water, long duration | 0 | 0 | 0 | 0 | 0 | 85 | 87 | 100 | 100 | 100 | 100 | 100 | 100 | 100 | 100 | 100 | 100 | 100 | 100 | 100 | 100 | 100 | 100 | 100 | 100 | 100 | 100 | 100 | 100 | NULL
635 |  | GOV1 | USACE - New Orleans | Government facility, structure, salt water, short duration | 0 | 0 | 0 | 0 | 0 | 72 | 72 | 100 | 100 | 100 | 100 | 100 | 100 | 100 | 100 | 100 | 100 | 100 | 100 | 100 | 100 | 100 | 100 | 100 | 100 | 100 | 100 | 100 | 100 | NULL
636 |  | GOV1 | USACE - New Orleans | Government facility, structure, fresh water, long duration | 0 | 0 | 0 | 0 | 0 | 75 | 76 | 97 | 100 | 100 | 100 | 100 | 100 | 100 | 100 | 100 | 100 | 100 | 100 | 100 | 100 | 100 | 100 | 100 | 100 | 100 | 100 | 100 | 100 | NULL
637 |  | GOV1 | USACE - New Orleans | Government facility, structure, fresh water, short duration | 0 | 0 | 0 | 0 | 0 | 65 | 65 | 90 | 100 | 100 | 100 | 100 | 100 | 100 | 100 | 100 | 100 | 100 | 100 | 100 | 100 | 100 | 100 | 100 | 100 | 100 | 100 | 100 | 100 | NULL
638 |  | GOV1 | USACE - New Orleans | Government facility, structure, composite water & duration | 0 | 0 | 0 | 0 | 0 | 25 | 55 | 69 | 79 | 84 | 85 | 85 | 85 | 85 | 90 | 90 | 90 | 92 | 93 | 94 | 95 | 96 | 97 | 98 | 99 | 100 | 100 | 100 | 100 | NULL
639 |  | GOV1 | USACE - Wilmington | Post Office, structure | 0 | 0 | 0 | 0 | 5 | 8 | 10 | 10 | 11 | 13 | 14 | 15 | 16 | 17 | 18 | 20 | 21 | 22 | 24 | 25 | 26 | 27 | 28 | 29 | 30 | 31 | 32 | 33 | 34 | NULL
640 | 1 | GOV2 | USACE - Galveston | Average emergency response, Structure | 0 | 0 | 0 | 0 | 0 | 7 | 10 | 11 | 12 | 15 | 17 | 20 | 23 | 27 | 31 | 35 | 40 | 44 | 48 | 52 | 56 | 60 | 64 | 68 | 72 | 76 | 80 | 84 | 88 | NULL
641 |  | GOV2 | USACE - Galveston | Fire Station, structure | 0 | 0 | 0 | 0 | 0 | 1 | 5 | 5 | 5 | 6 | 7 | 9 | 11 | 14 | 17 | 20 | 24 | 28 | 32 | 36 | 41 | 45 | 51 | 56 | 61 | 66 | 71 | 76 | 81 | NULL
642 |  | GOV2 | USACE - Galveston | Police Station, structure | 0 | 0 | 0 | 0 | 0 | 12 | 14 | 17 | 19 | 23 | 27 | 31 | 35 | 40 | 45 | 50 | 55 | 59 | 63 | 67 | 71 | 74 | 77 | 80 | 83 | 86 | 89 | 92 | 95 | NULL
643 | 1 | EDU1 | USACE - Galveston | Average school, structure | 0 | 0 | 0 | 0 | 0 | 5 | 7 | 9 | 9 | 10 | 11 | 13 | 15 | 17 | 20 | 24 | 28 | 33 | 39 | 45 | 52 | 59 | 64 | 69 | 74 | 79 | 84 | 89 | 94 | NULL
644 |  | EDU1 | USACE - Galveston | Commercial School, structure | 0 | 0 | 0 | 0 | 0 | 8 | 12 | 15 | 15 | 16 | 17 | 19 | 22 | 25 | 28 | 32 | 36 | 40 | 45 | 49 | 54 | 59 | 64 | 69 | 74 | 79 | 84 | 89 | 94 | NULL
645 |  | EDU1 | USACE - Galveston | Library, structure | 0 | 0 | 0 | 0 | 0 | 1 | 2 | 2 | 2 | 3 | 4 | 6 | 8 | 9 | 12 | 15 | 20 | 25 | 32 | 40 | 50 | 58 | 64 | 69 | 74 | 79 | 84 | 89 | 94 | NULL
646 |  | EDU1 | USACE - Wilmington | School, Structure | 0 | 0 | 0 | 0 | 4 | 22 | 29 | 34 | 39 | 44 | 48 | 53 | 57 | 62 | 66 | 70 | 75 | 79 | 83 | 87 | 91 | 95 | 99 | 100 | 100 | 100 | 100 | 100 | 100 | NULL
647 |  | EDU1 | USACE - New Orleans | Elementary school, structure, salt water, long duration | 0 | 0 | 0 | 0 | 0 | 85 | 87 | 100 | 100 | 100 | 100 | 100 | 100 | 100 | 100 | 100 | 100 | 100 | 100 | 100 | 100 | 100 | 100 | 100 | 100 | 100 | 100 | 100 | 100 | NULL
648 |  | EDU1 | USACE - New Orleans | Elementary school, structure, salt water, short duration | 0 | 0 | 0 | 0 | 0 | 72 | 72 | 100 | 100 | 100 | 100 | 100 | 100 | 100 | 100 | 100 | 100 | 100 | 100 | 100 | 100 | 100 | 100 | 100 | 100 | 100 | 100 | 100 | 100 | NULL
649 |  | EDU1 | USACE - New Orleans | Elementary school, structure, fresh water, long duration | 0 | 0 | 0 | 0 | 0 | 75 | 76 | 97 | 100 | 100 | 100 | 100 | 100 | 100 | 100 | 100 | 100 | 100 | 100 | 100 | 100 | 100 | 100 | 100 | 100 | 100 | 100 | 100 | 100 | NULL
650 |  | EDU1 | USACE - New Orleans | Elementary school, structure, fresh water, short duration | 0 | 0 | 0 | 0 | 0 | 65 | 65 | 90 | 100 | 100 | 100 | 100 | 100 | 100 | 100 | 100 | 100 | 100 | 100 | 100 | 100 | 100 | 100 | 100 | 100 | 100 | 100 | 100 | 100 | NULL
651 |  | EDU1 | USACE - New Orleans | Elementary school, structure, composite water & duration | 0 | 0 | 0 | 0 | 0 | 25 | 55 | 69 | 79 | 84 | 85 | 85 | 85 | 85 | 90 | 90 | 90 | 92 | 93 | 94 | 95 | 96 | 97 | 98 | 99 | 100 | 100 | 100 | 100 | NULL
652 | 1 | EDU2 | USACE - Galveston | Average college/university, structure | 0 | 0 | 0 | 0 | 0 | 5 | 7 | 9 | 9 | 10 | 11 | 13 | 15 | 17 | 20 | 24 | 28 | 33 | 39 | 45 | 52 | 59 | 64 | 69 | 74 | 79 | 84 | 89 | 94 | EDU1 default
653 |  | EDU2 | USACE - New Orleans | College, structure, salt water, long duration | 0 | 0 | 0 | 0 | 0 | 85 | 87 | 100 | 100 | 100 | 100 | 100 | 100 | 100 | 100 | 100 | 100 | 100 | 100 | 100 | 100 | 100 | 100 | 100 | 100 | 100 | 100 | 100 | 100 | NULL
654 |  | EDU2 | USACE - New Orleans | College, structure, salt water, short duration | 0 | 0 | 0 | 0 | 0 | 72 | 72 | 100 | 100 | 100 | 100 | 100 | 100 | 100 | 100 | 100 | 100 | 100 | 100 | 100 | 100 | 100 | 100 | 100 | 100 | 100 | 100 | 100 | 100 | NULL
655 |  | EDU2 | USACE - New Orleans | College, structure, fresh water, long duration | 0 | 0 | 0 | 0 | 0 | 75 | 76 | 97 | 100 | 100 | 100 | 100 | 100 | 100 | 100 | 100 | 100 | 100 | 100 | 100 | 100 | 100 | 100 | 100 | 100 | 100 | 100 | 100 | 100 | NULL
656 |  | EDU2 | USACE - New Orleans | College, structure, fresh water, short duration | 0 | 0 | 0 | 0 | 0 | 65 | 65 | 90 | 100 | 100 | 100 | 100 | 100 | 100 | 100 | 100 | 100 | 100 | 100 | 100 | 100 | 100 | 100 | 100 | 100 | 100 | 100 | 100 | 100 | NULL
657 |  | EDU2 | USACE - New Orleans | College, structure, composite water & duration | 0 | 0 | 0 | 0 | 0 | 25 | 55 | 69 | 79 | 84 | 85 | 85 | 85 | 85 | 90 | 90 | 90 | 92 | 93 | 94 | 95 | 96 | 97 | 98 | 99 | 100 | 100 | 100 | 100 | NULL
658 | 1 | RES1 | BCAR - Jan 2011 | all floors, slab - no basement, Coastal A or V Zone | 0 | 0 | 0 | 0 | 12 | 25 | 50 | 75 | 100 | 100 | 100 | 100 | 100 | 100 | 100 | 100 | 100 | 100 | 100 | 100 | 100 | 100 | 100 | 100 | 100 | 100 | 100 | 100 | 100 | RAMPP Inserted
659 | 1 | RES3A | BCAR - Jan 2011 | 1to2 Stories, slab - no basement, Coastal A or V Zone | 0 | 0 | 0 | 0 | 12 | 25 | 50 | 75 | 100 | 100 | 100 | 100 | 100 | 100 | 100 | 100 | 100 | 100 | 100 | 100 | 100 | 100 | 100 | 100 | 100 | 100 | 100 | 100 | 100 | RAMPP Inserted
660 | 1 | RES3B | BCAR - Jan 2011 | 1to2 Stories, slab - no basement, Coastal A or V Zone | 0 | 0 | 0 | 0 | 12 | 25 | 50 | 75 | 100 | 100 | 100 | 100 | 100 | 100 | 100 | 100 | 100 | 100 | 100 | 100 | 100 | 100 | 100 | 100 | 100 | 100 | 100 | 100 | 100 | RAMPP Inserted
661 |  | RES1 | BCAR - Jan 2011 | all floors, Wall 2ft - no basement, Coastal A or V Zone | 0 | 0 | 2 | 10 | 35 | 75 | 100 | 100 | 100 | 100 | 100 | 100 | 100 | 100 | 100 | 100 | 100 | 100 | 100 | 100 | 100 | 100 | 100 | 100 | 100 | 100 | 100 | 100 | 100 | RAMPP Inserted
662 |  | RES3A | BCAR - Jan 2011 | 1to2 Stories, Wall 2ft - no basement, Coastal A or V Zone | 0 | 0 | 2 | 10 | 35 | 75 | 100 | 100 | 100 | 100 | 100 | 100 | 100 | 100 | 100 | 100 | 100 | 100 | 100 | 100 | 100 | 100 | 100 | 100 | 100 | 100 | 100 | 100 | 100 | RAMPP Inserted
663 |  | RES3B | BCAR - Jan 2011 | 1to2 Stories, Wall 2ft - no basement, Coastal A or V Zone | 0 | 0 | 2 | 10 | 35 | 75 | 100 | 100 | 100 | 100 | 100 | 100 | 100 | 100 | 100 | 100 | 100 | 100 | 100 | 100 | 100 | 100 | 100 | 100 | 100 | 100 | 100 | 100 | 100 | RAMPP Inserted
664 |  | RES1 | BCAR - Jan 2011 | all floors, Wall 3ft - no basement, Coastal A or V Zone | 0 | 0 | 2 | 30 | 75 | 100 | 100 | 100 | 100 | 100 | 100 | 100 | 100 | 100 | 100 | 100 | 100 | 100 | 100 | 100 | 100 | 100 | 100 | 100 | 100 | 100 | 100 | 100 | 100 | RAMPP Inserted
665 |  | RES3A | BCAR - Jan 2011 | 1to2 Stories, Wall 3ft - no basement, Coastal A or V Zone | 0 | 0 | 2 | 30 | 75 | 100 | 100 | 100 | 100 | 100 | 100 | 100 | 100 | 100 | 100 | 100 | 100 | 100 | 100 | 100 | 100 | 100 | 100 | 100 | 100 | 100 | 100 | 100 | 100 | RAMPP Inserted
666 |  | RES3B | BCAR - Jan 2011 | 1to2 Stories, Wall 3ft - no basement, Coastal A or V Zone | 0 | 0 | 2 | 30 | 75 | 100 | 100 | 100 | 100 | 100 | 100 | 100 | 100 | 100 | 100 | 100 | 100 | 100 | 100 | 100 | 100 | 100 | 100 | 100 | 100 | 100 | 100 | 100 | 100 | RAMPP Inserted
667 | 1 | RES2 | BCAR - Jan 2011 | Manufactured Home (Mobile), Structure, Coastal A or V Zone | 0 | 0 | 15 | 75 | 100 | 100 | 100 | 100 | 100 | 100 | 100 | 100 | 100 | 100 | 100 | 100 | 100 | 100 | 100 | 100 | 100 | 100 | 100 | 100 | 100 | 100 | 100 | 100 | 100 | RAMPP Inserted
668 |  | RES1 | BCAR - Jan 2011 | all floors, Elevated (Open)+2ft - no basement, Coastal A or V Zone | 0 | 0 | 0 | 20 | 50 | 90 | 100 | 100 | 100 | 100 | 100 | 100 | 100 | 100 | 100 | 100 | 100 | 100 | 100 | 100 | 100 | 100 | 100 | 100 | 100 | 100 | 100 | 100 | 100 | RAMPP Inserted
669 |  | RES3A | BCAR - Jan 2011 | 1to2 Stories, Elevated (Open)+2ft - no basement, Coastal A or V Zone | 0 | 0 | 0 | 20 | 50 | 90 | 100 | 100 | 100 | 100 | 100 | 100 | 100 | 100 | 100 | 100 | 100 | 100 | 100 | 100 | 100 | 100 | 100 | 100 | 100 | 100 | 100 | 100 | 100 | RAMPP Inserted
670 |  | RES3B | BCAR - Jan 2011 | 1to2 Stories, Elevated (Open)+2ft - no basement, Coastal A or V Zone | 0 | 0 | 0 | 20 | 50 | 90 | 100 | 100 | 100 | 100 | 100 | 100 | 100 | 100 | 100 | 100 | 100 | 100 | 100 | 100 | 100 | 100 | 100 | 100 | 100 | 100 | 100 | 100 | 100 | RAMPP Inserted
671 |  | RES1 | BCAR - Jan 2011 | all floors, Elevated (Open)+4ft - no basement, Coastal A or V Zone | 0 | 5 | 8 | 45 | 75 | 100 | 100 | 100 | 100 | 100 | 100 | 100 | 100 | 100 | 100 | 100 | 100 | 100 | 100 | 100 | 100 | 100 | 100 | 100 | 100 | 100 | 100 | 100 | 100 | RAMPP Inserted
672 |  | RES3A | BCAR - Jan 2011 | 1to2 Stories, Elevated (Open)+4ft - no basement, Coastal A or V Zone | 0 | 5 | 8 | 45 | 75 | 100 | 100 | 100 | 100 | 100 | 100 | 100 | 100 | 100 | 100 | 100 | 100 | 100 | 100 | 100 | 100 | 100 | 100 | 100 | 100 | 100 | 100 | 100 | 100 | RAMPP Inserted
673 |  | RES3B | BCAR - Jan 2011 | 1to2 Stories, Elevated (Open)+4ft - no basement, Coastal A or V Zone | 0 | 5 | 8 | 45 | 75 | 100 | 100 | 100 | 100 | 100 | 100 | 100 | 100 | 100 | 100 | 100 | 100 | 100 | 100 | 100 | 100 | 100 | 100 | 100 | 100 | 100 | 100 | 100 | 100 | RAMPP Inserted
674 |  | RES1 | BCAR - Jan 2011 | all floors, Elevated (Open)+6ft - no basement, Coastal A or V Zone | 5 | 14 | 50 | 90 | 100 | 100 | 100 | 100 | 100 | 100 | 100 | 100 | 100 | 100 | 100 | 100 | 100 | 100 | 100 | 100 | 100 | 100 | 100 | 100 | 100 | 100 | 100 | 100 | 100 | RAMPP Inserted
675 |  | RES3A | BCAR - Jan 2011 | 1to2 Stories, Elevated (Open)+6ft - no basement, Coastal A or V Zone | 5 | 14 | 50 | 90 | 100 | 100 | 100 | 100 | 100 | 100 | 100 | 100 | 100 | 100 | 100 | 100 | 100 | 100 | 100 | 100 | 100 | 100 | 100 | 100 | 100 | 100 | 100 | 100 | 100 | RAMPP Inserted
676 |  | RES3B | BCAR - Jan 2011 | 1to2 Stories, Elevated (Open)+6ft - no basement, Coastal A or V Zone | 5 | 14 | 50 | 90 | 100 | 100 | 100 | 100 | 100 | 100 | 100 | 100 | 100 | 100 | 100 | 100 | 100 | 100 | 100 | 100 | 100 | 100 | 100 | 100 | 100 | 100 | 100 | 100 | 100 | RAMPP Inserted
677 |  | RES1 | BCAR - Jan 2011 | all floors, Elevated (Open)+8ft - no basement, Coastal A or V Zone | 8 | 40 | 75 | 100 | 100 | 100 | 100 | 100 | 100 | 100 | 100 | 100 | 100 | 100 | 100 | 100 | 100 | 100 | 100 | 100 | 100 | 100 | 100 | 100 | 100 | 100 | 100 | 100 | 100 | RAMPP Inserted
678 |  | RES3A | BCAR - Jan 2011 | 1to2 Stories, Elevated (Open)+8ft - no basement, Coastal A or V Zone | 8 | 40 | 75 | 100 | 100 | 100 | 100 | 100 | 100 | 100 | 100 | 100 | 100 | 100 | 100 | 100 | 100 | 100 | 100 | 100 | 100 | 100 | 100 | 100 | 100 | 100 | 100 | 100 | 100 | RAMPP Inserted
679 |  | RES3B | BCAR - Jan 2011 | 1to2 Stories, Elevated (Open)+8ft - no basement, Coastal A or V Zone | 8 | 40 | 75 | 100 | 100 | 100 | 100 | 100 | 100 | 100 | 100 | 100 | 100 | 100 | 100 | 100 | 100 | 100 | 100 | 100 | 100 | 100 | 100 | 100 | 100 | 100 | 100 | 100 | 100 | RAMPP Inserted
680 |  | RES1 | BCAR - Jan 2011 | all floors, Elevated (Open)+10ft - no basement, Coastal A or V Zone | 35 | 75 | 100 | 100 | 100 | 100 | 100 | 100 | 100 | 100 | 100 | 100 | 100 | 100 | 100 | 100 | 100 | 100 | 100 | 100 | 100 | 100 | 100 | 100 | 100 | 100 | 100 | 100 | 100 | RAMPP Inserted
681 |  | RES3A | BCAR - Jan 2011 | 1to2 Stories, Elevated (Open)+10ft - no basement, Coastal A or V Zone | 35 | 75 | 100 | 100 | 100 | 100 | 100 | 100 | 100 | 100 | 100 | 100 | 100 | 100 | 100 | 100 | 100 | 100 | 100 | 100 | 100 | 100 | 100 | 100 | 100 | 100 | 100 | 100 | 100 | RAMPP Inserted
682 |  | RES3B | BCAR - Jan 2011 | 1to2 Stories, Elevated (Open)+10ft - no basement, Coastal A or V Zone | 35 | 75 | 100 | 100 | 100 | 100 | 100 | 100 | 100 | 100 | 100 | 100 | 100 | 100 | 100 | 100 | 100 | 100 | 100 | 100 | 100 | 100 | 100 | 100 | 100 | 100 | 100 | 100 | 100 | RAMPP Inserted
683 |  | RES1 | BCAR - Jan 2011 | all floors, Elevated (Open)+12ft - no basement, Coastal A or V Zone | 65 | 100 | 100 | 100 | 100 | 100 | 100 | 100 | 100 | 100 | 100 | 100 | 100 | 100 | 100 | 100 | 100 | 100 | 100 | 100 | 100 | 100 | 100 | 100 | 100 | 100 | 100 | 100 | 100 | RAMPP Inserted
684 |  | RES3A | BCAR - Jan 2011 | 1to2 Stories, Elevated (Open)+12ft - no basement, Coastal A or V Zone | 65 | 100 | 100 | 100 | 100 | 100 | 100 | 100 | 100 | 100 | 100 | 100 | 100 | 100 | 100 | 100 | 100 | 100 | 100 | 100 | 100 | 100 | 100 | 100 | 100 | 100 | 100 | 100 | 100 | RAMPP Inserted
685 |  | RES3B | BCAR - Jan 2011 | 1to2 Stories, Elevated (Open)+12ft - no basement, Coastal A or V Zone | 65 | 100 | 100 | 100 | 100 | 100 | 100 | 100 | 100 | 100 | 100 | 100 | 100 | 100 | 100 | 100 | 100 | 100 | 100 | 100 | 100 | 100 | 100 | 100 | 100 | 100 | 100 | 100 | 100 | RAMPP Inserted
686 |  | RES1 | BCAR - Jan 2011 | all floors, Elevated (Obstr)+2ft - no basement, Coastal A or V Zone | 1 | 22 | 53 | 93 | 100 | 100 | 100 | 100 | 100 | 100 | 100 | 100 | 100 | 100 | 100 | 100 | 100 | 100 | 100 | 100 | 100 | 100 | 100 | 100 | 100 | 100 | 100 | 100 | 100 | RAMPP Inserted
687 |  | RES3A | BCAR - Jan 2011 | 1to2 Stories, Elevated (Obstr)+2ft - no basement, Coastal A or V Zone | 1 | 22 | 53 | 93 | 100 | 100 | 100 | 100 | 100 | 100 | 100 | 100 | 100 | 100 | 100 | 100 | 100 | 100 | 100 | 100 | 100 | 100 | 100 | 100 | 100 | 100 | 100 | 100 | 100 | RAMPP Inserted
688 |  | RES3B | BCAR - Jan 2011 | 1to2 Stories, Elevated (Obstr)+2ft - no basement, Coastal A or V Zone | 1 | 22 | 53 | 93 | 100 | 100 | 100 | 100 | 100 | 100 | 100 | 100 | 100 | 100 | 100 | 100 | 100 | 100 | 100 | 100 | 100 | 100 | 100 | 100 | 100 | 100 | 100 | 100 | 100 | RAMPP Inserted
689 |  | RES1 | BCAR - Jan 2011 | all floors, Elevated (Obstr)+4ft - no basement, Coastal A or V Zone | 1 | 7 | 11 | 48 | 78 | 100 | 100 | 100 | 100 | 100 | 100 | 100 | 100 | 100 | 100 | 100 | 100 | 100 | 100 | 100 | 100 | 100 | 100 | 100 | 100 | 100 | 100 | 100 | 100 | RAMPP Inserted
690 |  | RES3A | BCAR - Jan 2011 | 1to2 Stories, Elevated (Obstr)+4ft - no basement, Coastal A or V Zone | 1 | 7 | 11 | 48 | 78 | 100 | 100 | 100 | 100 | 100 | 100 | 100 | 100 | 100 | 100 | 100 | 100 | 100 | 100 | 100 | 100 | 100 | 100 | 100 | 100 | 100 | 100 | 100 | 100 | RAMPP Inserted
691 |  | RES3B | BCAR - Jan 2011 | 1to2 Stories, Elevated (Obstr)+4ft - no basement, Coastal A or V Zone | 1 | 7 | 11 | 48 | 78 | 100 | 100 | 100 | 100 | 100 | 100 | 100 | 100 | 100 | 100 | 100 | 100 | 100 | 100 | 100 | 100 | 100 | 100 | 100 | 100 | 100 | 100 | 100 | 100 | RAMPP Inserted
692 |  | RES1 | BCAR - Jan 2011 | all floors, Elevated (Obstr)+6ft - no basement, Coastal A or V Zone | 8 | 17 | 53 | 93 | 100 | 100 | 100 | 100 | 100 | 100 | 100 | 100 | 100 | 100 | 100 | 100 | 100 | 100 | 100 | 100 | 100 | 100 | 100 | 100 | 100 | 100 | 100 | 100 | 100 | RAMPP Inserted
693 |  | RES3A | BCAR - Jan 2011 | 1to2 Stories, Elevated (Obstr)+6ft - no basement, Coastal A or V Zone | 8 | 17 | 53 | 93 | 100 | 100 | 100 | 100 | 100 | 100 | 100 | 100 | 100 | 100 | 100 | 100 | 100 | 100 | 100 | 100 | 100 | 100 | 100 | 100 | 100 | 100 | 100 | 100 | 100 | RAMPP Inserted
694 |  | RES3B | BCAR - Jan 2011 | 1to2 Stories, Elevated (Obstr)+6ft - no basement, Coastal A or V Zone | 8 | 17 | 53 | 93 | 100 | 100 | 100 | 100 | 100 | 100 | 100 | 100 | 100 | 100 | 100 | 100 | 100 | 100 | 100 | 100 | 100 | 100 | 100 | 100 | 100 | 100 | 100 | 100 | 100 | RAMPP Inserted
695 |  | RES1 | BCAR - Jan 2011 | all floors, Elevated (Obstr)+8ft - no basement, Coastal A or V Zone | 11 | 43 | 78 | 100 | 100 | 100 | 100 | 100 | 100 | 100 | 100 | 100 | 100 | 100 | 100 | 100 | 100 | 100 | 100 | 100 | 100 | 100 | 100 | 100 | 100 | 100 | 100 | 100 | 100 | RAMPP Inserted
696 |  | RES3A | BCAR - Jan 2011 | 1to2 Stories, Elevated (Obstr)+8ft - no basement, Coastal A or V Zone | 11 | 43 | 78 | 100 | 100 | 100 | 100 | 100 | 100 | 100 | 100 | 100 | 100 | 100 | 100 | 100 | 100 | 100 | 100 | 100 | 100 | 100 | 100 | 100 | 100 | 100 | 100 | 100 | 100 | RAMPP Inserted
697 |  | RES3B | BCAR - Jan 2011 | 1to2 Stories, Elevated (Obstr)+8ft - no basement, Coastal A or V Zone | 11 | 43 | 78 | 100 | 100 | 100 | 100 | 100 | 100 | 100 | 100 | 100 | 100 | 100 | 100 | 100 | 100 | 100 | 100 | 100 | 100 | 100 | 100 | 100 | 100 | 100 | 100 | 100 | 100 | RAMPP Inserted
698 |  | RES1 | BCAR - Jan 2011 | all floors, Elevated (Obstr)+10ft - no basement, Coastal A or V Zone | 38 | 78 | 100 | 100 | 100 | 100 | 100 | 100 | 100 | 100 | 100 | 100 | 100 | 100 | 100 | 100 | 100 | 100 | 100 | 100 | 100 | 100 | 100 | 100 | 100 | 100 | 100 | 100 | 100 | RAMPP Inserted
699 |  | RES3A | BCAR - Jan 2011 | 1to2 Stories, Elevated (Obstr)+10ft - no basement, Coastal A or V Zone | 38 | 78 | 100 | 100 | 100 | 100 | 100 | 100 | 100 | 100 | 100 | 100 | 100 | 100 | 100 | 100 | 100 | 100 | 100 | 100 | 100 | 100 | 100 | 100 | 100 | 100 | 100 | 100 | 100 | RAMPP Inserted
700 |  | RES3B | BCAR - Jan 2011 | 1to2 Stories, Elevated (Obstr)+10ft - no basement, Coastal A or V Zone | 38 | 78 | 100 | 100 | 100 | 100 | 100 | 100 | 100 | 100 | 100 | 100 | 100 | 100 | 100 | 100 | 100 | 100 | 100 | 100 | 100 | 100 | 100 | 100 | 100 | 100 | 100 | 100 | 100 | RAMPP Inserted
701 |  | RES1 | BCAR - Jan 2011 | all floors, Elevated (Obstr)+12ft - no basement, Coastal A or V Zone | 68 | 100 | 100 | 100 | 100 | 100 | 100 | 100 | 100 | 100 | 100 | 100 | 100 | 100 | 100 | 100 | 100 | 100 | 100 | 100 | 100 | 100 | 100 | 100 | 100 | 100 | 100 | 100 | 100 | RAMPP Inserted
702 |  | RES3A | BCAR - Jan 2011 | 1to2 Stories, Elevated (Obstr)+12ft - no basement, Coastal A or V Zone | 68 | 100 | 100 | 100 | 100 | 100 | 100 | 100 | 100 | 100 | 100 | 100 | 100 | 100 | 100 | 100 | 100 | 100 | 100 | 100 | 100 | 100 | 100 | 100 | 100 | 100 | 100 | 100 | 100 | RAMPP Inserted
703 |  | RES3B | BCAR - Jan 2011 | 1to2 Stories, Elevated (Obstr)+12ft - no basement, Coastal A or V Zone | 68 | 100 | 100 | 100 | 100 | 100 | 100 | 100 | 100 | 100 | 100 | 100 | 100 | 100 | 100 | 100 | 100 | 100 | 100 | 100 | 100 | 100 | 100 | 100 | 100 | 100 | 100 | 100 | 100 | RAMPP Inserted
704 | 1 | RES1 | BCAR - Jan 2011 | one story, w/ basement, Structure (B14) | 0 | 0 | 14 | 19 | 26 | 32 | 39 | 46 | 52 | 59 | 65 | 70 | 74 | 78 | 80 | 81 | 81 | 81 | 81 | 81 | 81 | 81 | 81 | 81 | 81 | 81 | 81 | 81 | 81 | RAMPP Inserted
705 |  | AGR1 | USACE American River | USACE - American River Curves: Farms, Short Duration, polluted freshwater | 0 | 0 | 0 | 0 | 0 | 30.11 | 55.99 | 75.57 | 99.16 | 100 | 100 | 100 | 100 | 100 | 100 | 100 | 100 | 100 | 100 | 100 | 100 | 100 | 100 | 100 | 100 | 100 | 100 | 100 | 100 | NULL
706 |  | AGR1 | USACE American River | USACE - American River Curves: Farms, Long Duration, polluted freshwater | 0 | 0 | 0 | 0 | 0 | 56.23 | 93.46 | 99.58 | 100 | 100 | 100 | 100 | 100 | 100 | 100 | 100 | 100 | 100 | 100 | 100 | 100 | 100 | 100 | 100 | 100 | 100 | 100 | 100 | 100 | NULL
707 |  | COM | USACE NACCS | NACCS 2 - Commercial - Engineeered | 0 | 0 | 0 | 0 | 5 | 20 | 30 | 35 | 37.5 | 40 | 46.25 | 52.5 | 54.1667 | 55.8333 | 57.5 | 59.1667 | 60.8333 | 62.5 | 64.1667 | 65.8333 | 67.5 | 67.5 | 67.5 | 67.5 | 67.5 | 67.5 | 67.5 | 67.5 | 67.5 | NULL
708 |  | COM | USACE NACCS | NACCS 2 - Commercial - Engineeered - Waves | 0 | 0 | 0 | 0 | 0 | 9 | 20 | 32.5 | 43.75 | 55 | 60 | 65 | 70.6667 | 76.3333 | 82 | 87.6667 | 93.3333 | 99 | 100 | 100 | 100 | 100 | 100 | 100 | 100 | 100 | 100 | 100 | 100 | NULL
709 |  | COM | USACE NACCS | NACCS 3 - Commercial - Non/Pre-Engineered | 0 | 0 | 0 | 0 | 5 | 20 | 27.5 | 35 | 40 | 45 | 50 | 55 | 56.6667 | 58.3333 | 60 | 61.6667 | 63.3333 | 65 | 66.6667 | 68.3333 | 70 | 70 | 70 | 70 | 70 | 70 | 70 | 70 | 70 | NULL
710 |  | COM | USACE NACCS | NACCS 3 - Commercial - Non/Pre-Engineered - Waves | 0 | 0 | 0 | 0 | 0 | 12.5 | 30 | 49 | 62 | 75 | 87.5 | 100 | 100 | 100 | 100 | 100 | 100 | 100 | 100 | 100 | 100 | 100 | 100 | 100 | 100 | 100 | 100 | 100 | 100 | NULL
711 |  | COM1 | Coastal Resilience Center | Small grocery store/Gas station with a convenience store (Small businesses) | 0 | 0 | 0 | 0 | 0 | 6.433 | 14.3705 | 22.0063 | 29.3618 | 35.9147 | 41.4566 | 46.0666 | 50.0576 | 53.9112 | 58.0963 | 62.8511 | 68.095 | 73.5111 | 78.7118 | 83.3792 | 87.3306 | 90.5174 | 92.9886 | 94.8467 | 96.2119 | 97.1989 | 97.9059 | 98.4107 | 98.7723 | NULL
712 |  | COM1 | Coastal Resilience Center | Super retail building (strip mall) | 0 | 0 | 0 | 0 | 0 | 11.6288 | 27.9022 | 39.1155 | 47.1273 | 53.1046 | 57.6945 | 61.29 | 64.149 | 66.4497 | 68.32 | 69.8544 | 71.1248 | 72.1902 | 73.1054 | 73.9293 | 74.7292 | 75.5797 | 76.5534 | 77.7081 | 79.0747 | 80.651 | 82.4022 | 84.2693 | 86.18 | NULL
713 |  | COM1 | Coastal Resilience Center | Small multi-business building | 0 | 0 | 0 | 0 | 0 | 13.7733 | 32.9267 | 45.7257 | 54.585 | 60.9859 | 65.731 | 69.3083 | 72.0412 | 74.1667 | 75.9004 | 77.4859 | 79.1865 | 81.2043 | 83.5918 | 86.2347 | 88.9155 | 91.4099 | 93.5581 | 95.2893 | 96.6101 | 97.5745 | 98.2557 | 98.7265 | 99.0484 | NULL
714 |  | COM1 | Coastal Resilience Center | Super shopping center | 0 | 0 | 0 | 0 | 0 | 12.3807 | 27.8473 | 37.1764 | 43.4909 | 48.127 | 51.6852 | 54.4888 | 56.7365 | 58.5619 | 60.06 | 61.3007 | 62.3373 | 63.2141 | 63.9745 | 64.6725 | 65.3817 | 66.1978 | 67.2284 | 68.5722 | 70.2935 | 72.4043 | 74.8581 | 77.5597 | 80.384 | NULL
715 |  | COM1 | FEMA BCA Toolkit | Convenience Store, Engineered | 0 | 0 | 0 | 0 | 0.25714 | 14.1029 | 21.8971 | 28.7371 | 35.4857 | 40.0057 | 44.4171 | 49.5429 | 53.3314 | 54.5029 | 55.9771 | 55.9771 | 55.9771 | 55.9771 | 55.9771 | 55.9771 | 55.9771 | 55.9771 | 55.9771 | 55.9771 | 55.9771 | 55.9771 | 55.9771 | 55.9771 | 55.9771 | NULL
716 |  | COM1 | FEMA BCA Toolkit | Convenience Store, Non-Engineered | 0 | 0 | 0.40816 | 0.40816 | 1.1224 | 16 | 25.3061 | 34.102 | 41.9184 | 45.3673 | 51.4082 | 57.0204 | 60.6327 | 62.8163 | 63.5918 | 63.5918 | 63.5918 | 63.5918 | 63.5918 | 63.5918 | 63.5918 | 63.5918 | 63.5918 | 63.5918 | 63.5918 | 63.5918 | 63.5918 | 63.5918 | 63.5918 | NULL
717 |  | COM1 | FEMA BCA Toolkit | Grocery, Engineered | 0 | 0 | 0 | 0 | 0.14286 | 10.0714 | 16.4286 | 20.8286 | 26.6857 | 30.6 | 34.4 | 37.7714 | 41.4571 | 43.2857 | 45.5429 | 45.5429 | 45.5429 | 45.5429 | 45.5429 | 45.5429 | 45.5429 | 45.5429 | 45.5429 | 45.5429 | 45.5429 | 45.5429 | 45.5429 | 45.5429 | 45.5429 | NULL
718 |  | COM1 | FEMA BCA Toolkit | Grocery, Non-Engineered | 0 | 0 | 0.53571 | 0.53571 | 1.25 | 11.5536 | 19.5357 | 25.8929 | 32.9286 | 35.2857 | 41.0714 | 44.6429 | 48.0714 | 51.3929 | 52.9286 | 52.9286 | 52.9286 | 52.9286 | 52.9286 | 52.9286 | 52.9286 | 52.9286 | 52.9286 | 52.9286 | 52.9286 | 52.9286 | 52.9286 | 52.9286 | 52.9286 | NULL
719 |  | COM1 | FEMA BCA Toolkit | Retail-Clothing, Engineered | 0 | 0 | 0 | 0 | 0 | 11.3714 | 17.1714 | 21.4 | 26.9429 | 31.5143 | 34.3143 | 37.2 | 41.1714 | 43.2 | 45.0857 | 45.0857 | 45.0857 | 45.0857 | 45.0857 | 45.0857 | 45.0857 | 45.0857 | 45.0857 | 45.0857 | 45.0857 | 45.0857 | 45.0857 | 45.0857 | 45.0857 | NULL
720 |  | COM1 | FEMA BCA Toolkit | Retail-Clothing, Non-Engineered | 0 | 0 | 0.53571 | 0.53571 | 1.0714 | 13.1786 | 20.4643 | 26.6071 | 33.25 | 36.4286 | 40.9643 | 43.9286 | 47.7143 | 51.2857 | 52.3571 | 52.3571 | 52.3571 | 52.3571 | 52.3571 | 52.3571 | 52.3571 | 52.3571 | 52.3571 | 52.3571 | 52.3571 | 52.3571 | 52.3571 | 52.3571 | 52.3571 | NULL
721 |  | COM1 | FEMA BCA Toolkit | Retail-Electronics, Engineered | 0 | 0 | 0 | 0 | 0 | 11.1714 | 17.0857 | 21.5714 | 26.9143 | 31.5714 | 33.8 | 37.1429 | 41.6571 | 43.3714 | 45.2571 | 45.2571 | 45.2571 | 45.2571 | 45.2571 | 45.2571 | 45.2571 | 45.2571 | 45.2571 | 45.2571 | 45.2571 | 45.2571 | 45.2571 | 45.2571 | 45.2571 | NULL
722 |  | COM1 | FEMA BCA Toolkit | Retail-Electronics, Non-Engineered | 0 | 0 | 0.53571 | 0.53571 | 1.0714 | 12.9286 | 20.3571 | 26.8214 | 33.2143 | 36.5 | 40.3214 | 43.8571 | 48.3214 | 51.5 | 52.5714 | 52.5714 | 52.5714 | 52.5714 | 52.5714 | 52.5714 | 52.5714 | 52.5714 | 52.5714 | 52.5714 | 52.5714 | 52.5714 | 52.5714 | 52.5714 | 52.5714 | NULL
723 |  | COM1 | FEMA BCA Toolkit | Retail-Furniture, Engineered | 0 | 0 | 0 | 0 | 0 | 10.2857 | 15.7333 | 20.2571 | 26.0286 | 30.3905 | 33.1333 | 36.2476 | 40.6571 | 43.2333 | 45.2143 | 45.2143 | 45.2143 | 45.2143 | 45.2143 | 45.2143 | 45.2143 | 45.2143 | 45.2143 | 45.2143 | 45.2143 | 45.2143 | 45.2143 | 45.2143 | 45.2143 | NULL
724 |  | COM1 | FEMA BCA Toolkit | Retail-Furniture, Non-Engineered | 0 | 0 | 0.53571 | 0.53571 | 1.0714 | 11.8214 | 18.6667 | 25.1786 | 32.1071 | 35.0238 | 39.4881 | 42.7381 | 47.0714 | 51.3274 | 52.5179 | 52.5179 | 52.5179 | 52.5179 | 52.5179 | 52.5179 | 52.5179 | 52.5179 | 52.5179 | 52.5179 | 52.5179 | 52.5179 | 52.5179 | 52.5179 | 52.5179 | NULL
725 |  | COM1 | FEMA BCA Toolkit | Service Station, Engineered | 0 | 0 | 0 | 0 | 0.071429 | 9.7429 | 15.2571 | 18.8857 | 23.9714 | 27.9143 | 30.9714 | 34.8 | 39.0571 | 40.8 | 42.9714 | 42.9714 | 42.9714 | 42.9714 | 42.9714 | 42.9714 | 42.9714 | 42.9714 | 42.9714 | 42.9714 | 42.9714 | 42.9714 | 42.9714 | 42.9714 | 42.9714 | NULL
726 |  | COM1 | FEMA BCA Toolkit | Service Station, Non-Engineered | 0 | 0 | 0.53571 | 0.53571 | 1.1607 | 11.1429 | 18.0714 | 23.4643 | 29.5357 | 31.9286 | 36.7857 | 40.9286 | 45.0714 | 48.2857 | 49.7143 | 49.7143 | 49.7143 | 49.7143 | 49.7143 | 49.7143 | 49.7143 | 49.7143 | 49.7143 | 49.7143 | 49.7143 | 49.7143 | 49.7143 | 49.7143 | 49.7143 | NULL
727 |  | COM1 | USACE New Orleans | USACE - New Orleans: Department Store, structure, fresh water, short duration | 0 | 0 | 0 | 0 | 0 | 23 | 55 | 68.5 | 77.4 | 85.9 | 94.4 | 94.4 | 94.4 | 94.4 | 97 | 97 | 97 | 97 | 97 | 97 | 97 | 97 | 97 | 97 | 97 | 97 | 97 | 97 | 97 | NULL
728 |  | COM1 | USACE New Orleans | USACE - New Orleans: Department Store, structure, salt water, long duration | 0 | 0 | 0 | 0 | 0 | 60.5 | 75.4 | 85.1 | 94.5 | 100 | 100 | 100 | 100 | 100 | 100 | 100 | 100 | 100 | 100 | 100 | 100 | 100 | 100 | 100 | 100 | 100 | 100 | 100 | 100 | NULL
729 |  | COM1 | USACE New Orleans | USACE - New Orleans: Large Grocery, structure, fresh water, short duration | 0 | 0 | 0 | 0 | 0 | 26.9 | 79.3 | 86.6 | 89.8 | 95.7 | 95.9 | 95.9 | 95.9 | 95.9 | 95.9 | 95.9 | 95.9 | 95.9 | 95.9 | 95.9 | 95.9 | 95.9 | 95.9 | 95.9 | 95.9 | 95.9 | 95.9 | 95.9 | 95.9 | NULL
730 |  | COM1 | USACE New Orleans | USACE - New Orleans: Large Grocery, structure, salt water, long duration | 0 | 0 | 0 | 0 | 0 | 100 | 100 | 100 | 100 | 100 | 100 | 100 | 100 | 100 | 100 | 100 | 100 | 100 | 100 | 100 | 100 | 100 | 100 | 100 | 100 | 100 | 100 | 100 | 100 | NULL
731 |  | COM1 | USACE American River | Commercial Retail, 1-Story, Prototype 2A, Short Duration, polluted freshwater | 0 | 0 | 0 | 0 | 0 | 22.75 | 49.51 | 64.7 | 90.19 | 100 | 100 | 100 | 100 | 100 | 100 | 100 | 100 | 100 | 100 | 100 | 100 | 100 | 100 | 100 | 100 | 100 | 100 | 100 | 100 | NULL
732 |  | COM1 | USACE American River | Commercial Retail, 1-Story, Prototype 2A, Long Duration, polluted freshwater | 0 | 0 | 0 | 0 | 0 | 79.83 | 100 | 100 | 100 | 100 | 100 | 100 | 100 | 100 | 100 | 100 | 100 | 100 | 100 | 100 | 100 | 100 | 100 | 100 | 100 | 100 | 100 | 100 | 100 | NULL
733 |  | COM1 | USACE American River | Commercial Retail, 1-Story, Prototype 2B, Short Duration, polluted freshwater | 0 | 0 | 0 | 0 | 0 | 80.39 | 94.99 | 96.47 | 100 | 100 | 100 | 100 | 100 | 100 | 100 | 100 | 100 | 100 | 100 | 100 | 100 | 100 | 100 | 100 | 100 | 100 | 100 | 100 | 100 | NULL
734 |  | COM1 | USACE American River | Commercial Retail, 1-Story, Prototype 2B, Long Duration, polluted freshwater | 0 | 0 | 0 | 0 | 0 | 98.2 | 100 | 100 | 100 | 100 | 100 | 100 | 100 | 100 | 100 | 100 | 100 | 100 | 100 | 100 | 100 | 100 | 100 | 100 | 100 | 100 | 100 | 100 | 100 | NULL
735 |  | COM1 | USACE American River | USACE - American River Curves: Food Stores, 1-Story, Short Duration, polluted freshwater | 0 | 0 | 0 | 0 | 0 | 29.33 | 72.16 | 96.24 | 100 | 100 | 100 | 100 | 100 | 100 | 100 | 100 | 100 | 100 | 100 | 100 | 100 | 100 | 100 | 100 | 100 | 100 | 100 | 100 | 100 | NULL
736 |  | COM1 | USACE American River | USACE - American River Curves: Food Stores, 1-Story, Long Duration, polluted freshwater | 0 | 0 | 0 | 0 | 0 | 78.33 | 100 | 100 | 100 | 100 | 100 | 100 | 100 | 100 | 100 | 100 | 100 | 100 | 100 | 100 | 100 | 100 | 100 | 100 | 100 | 100 | 100 | 100 | 100 | NULL
737 |  | COM2 | Coastal Resilience Center | Warehouse (small/large box) | 0 | 0 | 0 | 0 | 0 | 3.9745 | 11.2863 | 17.8105 | 22.0932 | 25.3682 | 28.9257 | 33.2071 | 38.0095 | 42.9721 | 47.8813 | 52.7142 | 57.5388 | 62.4013 | 67.2711 | 72.0458 | 76.5886 | 80.7688 | 84.4904 | 87.7032 | 90.4007 | 92.6102 | 94.3814 | 95.7747 | 96.8529 | NULL
738 |  | COM2 | USACE New Orleans | USACE - New Orleans: Warehouse, structure, fresh water, short duration | 0 | 0 | 0 | 0 | 0 | 12 | 20.1 | 26.6 | 30.9 | 39 | 46.2 | 53.4 | 60.6 | 67.9 | 72.5 | 72.5 | 72.5 | 72.5 | 72.5 | 72.5 | 72.5 | 72.5 | 72.5 | 72.5 | 72.5 | 72.5 | 72.5 | 72.5 | 72.5 | NULL
739 |  | COM2 | USACE New Orleans | USACE - New Orleans: Warehouse, structure, salt water, long duration | 0 | 0 | 0 | 0 | 0 | 22.1 | 29.2 | 34 | 42.8 | 50.8 | 58.7 | 66.7 | 74.6 | 79.7 | 79.7 | 79.7 | 79.7 | 79.7 | 79.7 | 79.7 | 79.7 | 79.7 | 79.7 | 79.7 | 79.7 | 79.7 | 79.7 | 79.7 | 79.7 | NULL
740 |  | COM2 | FEMA BCA Toolkit | Warehouse, Non-Refrig (Default), Engineered | 0 | 0 | 0 | 0 | 0 | 10.2286 | 16.6857 | 20.4286 | 25.4857 | 29.7143 | 32.7714 | 35.5143 | 39.5714 | 42.5143 | 44.5429 | 44.5429 | 44.5429 | 44.5429 | 44.5429 | 44.5429 | 44.5429 | NULL | NULL | NULL | NULL | NULL | NULL | NULL | NULL | NULL
741 |  | COM2 | FEMA BCA Toolkit | Warehouse, Non-Refrig (Default), Non-Engineered | 0 | 0 | 0.53571 | 0.53571 | 1.0714 | 11.75 | 19.8571 | 25.3929 | 31.4286 | 34.1786 | 39.0357 | 41.8214 | 45.7143 | 50.4286 | 51.6786 | 51.6786 | 51.6786 | 51.6786 | 51.6786 | 51.6786 | 51.6786 | NULL | NULL | NULL | NULL | NULL | NULL | NULL | NULL | NULL
742 |  | COM2 | FEMA BCA Toolkit | Warehouse, Refrig (Default), Engineered | 0 | 0 | 0 | 0 | 0 | 11.5 | 18.619 | 24.3333 | 30.9048 | 35.4762 | 39.8095 | 43.3333 | 47.7619 | 50.9048 | 53.4286 | 53.4286 | 53.4286 | 53.4286 | 53.4286 | 53.4286 | 53.4286 | NULL | NULL | NULL | NULL | NULL | NULL | NULL | NULL | NULL
743 |  | COM2 | FEMA BCA Toolkit | Warehouse, Refrig (Default), Non-Engineered | 0 | 0 | 0.42857 | 0.42857 | 0.85714 | 12.9714 | 21.5429 | 29.0857 | 36.7429 | 40.2 | 46.2286 | 49.9429 | 54.3143 | 58.9143 | 60.9143 | 60.9143 | 60.9143 | 60.9143 | 60.9143 | 60.9143 | 60.9143 | NULL | NULL | NULL | NULL | NULL | NULL | NULL | NULL | NULL
744 |  | COM2 | USACE American River | USACE - American River Curves: Large Shopping Centers, Short Duration, polluted freshwater | 0 | 0 | 0 | 0 | 0 | 32.79 | 58.49 | 71.93 | 97.2 | 100 | 100 | 100 | 100 | 100 | 100 | 100 | 100 | 100 | 100 | 100 | 100 | 100 | 100 | 100 | 100 | 100 | 100 | 100 | 100 | NULL
745 |  | COM2 | USACE American River | USACE - American River Curves: Large Shopping Centers, Long Duration, polluted freshwater | 0 | 0 | 0 | 0 | 0 | 95.92 | 100 | 100 | 100 | 100 | 100 | 100 | 100 | 100 | 100 | 100 | 100 | 100 | 100 | 100 | 100 | 100 | 100 | 100 | 100 | 100 | 100 | 100 | 100 | NULL
746 |  | COM2 | USACE American River | USACE - American River Curves: Large Shopping Groceries, Short Duration, polluted freshwater | 0 | 0 | 0 | 0 | 0 | 31.98 | 69.82 | 88.59 | 100 | 100 | 100 | 100 | 100 | 100 | 100 | 100 | 100 | 100 | 100 | 100 | 100 | 100 | 100 | 100 | 100 | 100 | 100 | 100 | 100 | NULL
747 |  | COM2 | USACE American River | USACE - American River Curves: Large Shopping Groceries, Long Duration, polluted freshwater | 0 | 0 | 0 | 0 | 0 | 87.33 | 100 | 100 | 100 | 100 | 100 | 100 | 100 | 100 | 100 | 100 | 100 | 100 | 100 | 100 | 100 | 100 | 100 | 100 | 100 | 100 | 100 | 100 | 100 | NULL
748 |  | COM3 | FEMA BCA Toolkit | Protective Services, Engineered | 0 | 0 | 0 | 0 | 0 | 9.1955 | 14.5338 | 17.7143 | 22.6015 | 27.8722 | 29.6842 | 32.8647 | 36.8346 | 38.3759 | 40.5188 | 40.5188 | 40.5188 | 40.5188 | 40.5188 | 40.5188 | 40.5188 | 40.5188 | 40.5188 | 40.5188 | 40.5188 | 40.5188 | 40.5188 | 40.5188 | 40.5188 | NULL
749 |  | COM3 | FEMA BCA Toolkit | Protective Services, Non-Engineered | 0 | 0 | 0.57143 | 0.57143 | 1.1429 | 10.5429 | 17.3429 | 22.2857 | 28.1714 | 32.1429 | 35.5429 | 38.8857 | 42.6571 | 45.7143 | 47.0571 | 47.0571 | 47.0571 | 47.0571 | 47.0571 | 47.0571 | 47.0571 | 47.0571 | 47.0571 | 47.0571 | 47.0571 | 47.0571 | 47.0571 | 47.0571 | 47.0571 | NULL
750 |  | COM3 | USACE American River | USACE - American River Curves: Commercial Service Shop, Short Duration, polluted freshwater | 0 | 0 | 0 | 9.05 | 9.91 | 23.18 | 42.77 | 67.41 | 100 | 100 | 100 | 100 | 100 | 100 | 100 | 100 | 100 | 100 | 100 | 100 | 100 | 100 | 100 | 100 | 100 | 100 | 100 | 100 | 100 | NULL
751 |  | COM3 | USACE American River | USACE - American River Curves: Commercial Service Shop, Long Duration, polluted freshwater | 0 | 0 | 0 | 9.91 | 10 | 73.51 | 100 | 100 | 100 | 100 | 100 | 100 | 100 | 100 | 100 | 100 | 100 | 100 | 100 | 100 | 100 | 100 | 100 | 100 | 100 | 100 | 100 | 100 | 100 | NULL
752 |  | COM4 | Coastal Resilience Center | Office building | 0 | 0 | 0 | 0 | 0 | 11.5543 | 29.1262 | 41.8316 | 50.4436 | 56.4481 | 60.7978 | 64.0964 | 66.7922 | 69.2624 | 71.7949 | 74.5401 | 77.4993 | 80.563 | 83.5753 | 86.3892 | 88.9003 | 91.0554 | 92.8465 | 94.2972 | 95.4491 | 96.3505 | 97.0493 | 97.5883 | 98.0039 | NULL
753 |  | COM4 | FEMA BCA Toolkit | Office One-Story, Engineered | 0 | 0 | 0.41936 | 0.41936 | 0.87367 | 12.2801 | 17.4704 | 22.208 | 26.8302 | 30.7442 | 34.6887 | 41.1645 | 46.4795 | 49.3755 | 53.6147 | 53.6147 | 53.6147 | 53.6147 | 53.6147 | 53.6147 | 53.6147 | 53.6147 | 53.6147 | 53.6147 | 53.6147 | 53.6147 | 53.6147 | 53.6147 | 53.6147 | NULL
754 |  | COM4 | FEMA BCA Toolkit | Office One-Story, Non-Engineered | 0 | 0 | 0.79423 | 0.79423 | 1.6285 | 13.4706 | 19.4413 | 25.3736 | 30.5048 | 33.5075 | 38.6352 | 45.6822 | 51.0851 | 55.011 | 59.118 | 59.118 | 59.118 | 59.118 | 59.118 | 59.118 | 59.118 | 59.118 | 59.118 | 59.118 | 59.118 | 59.118 | 59.118 | 59.118 | 59.118 | NULL
755 |  | COM4 | USACE New Orleans | USACE - New Orleans: Utility Company, structure, fresh water, short duration | 0 | 0 | 0 | 0 | 0 | 65 | 65 | 90 | 100 | 100 | 100 | 100 | 100 | 100 | 100 | 100 | 100 | 100 | 100 | 100 | 100 | 100 | 100 | 100 | 100 | 100 | 100 | 100 | 100 | NULL
756 |  | COM4 | USACE New Orleans | USACE - New Orleans: Utility Company, structure, salt water, long duration | 0 | 0 | 0 | 0 | 0 | 85 | 86.6 | 100 | 100 | 100 | 100 | 100 | 100 | 100 | 100 | 100 | 100 | 100 | 100 | 100 | 100 | 100 | 100 | 100 | 100 | 100 | 100 | 100 | 100 | NULL
757 |  | COM4 | USACE American River | USACE - American River Curves: Office Buildings, 2-Story, Short Duration, polluted freshwater | 0 | 0 | 0 | 0 | 0 | 29.3 | 49.82 | 49.82 | 50 | 50 | 50 | 50 | 50 | 50 | 50 | 59.56 | 72.33 | 96.33 | 100 | 100 | 100 | 100 | 100 | 100 | 100 | 100 | 100 | 100 | 100 | NULL
758 |  | COM4 | USACE American River | USACE - American River Curves: Office Buildings, 2-Story, Long Duration, polluted freshwater | 0 | 0 | 0 | 0 | 0 | 46.44 | 55.97 | 55.97 | 55.97 | 55.97 | 55.97 | 55.97 | 66.87 | 66.87 | 66.87 | 69.29 | 96.33 | 100 | 100 | 100 | 100 | 100 | 100 | 100 | 100 | 100 | 100 | 100 | 100 | NULL
759 |  | COM4 | USACE American River | USACE - American River Curves: Office Buildings, 1-Story, Short Duration, polluted freshwater | 0 | 0 | 0 | 0 | 0 | 34.88 | 78.44 | 90.43 | 100 | 100 | 100 | 100 | 100 | 100 | 100 | 100 | 100 | 100 | 100 | 100 | 100 | 100 | 100 | 100 | 100 | 100 | 100 | 100 | 100 | NULL
760 |  | COM4 | USACE American River | USACE - American River Curves: Office Buildings, 1-Story, Long Duration, polluted freshwater | 0 | 0 | 0 | 0 | 0 | 96.78 | 100 | 100 | 100 | 100 | 100 | 100 | 100 | 100 | 100 | 100 | 100 | 100 | 100 | 100 | 100 | 100 | 100 | 100 | 100 | 100 | 100 | 100 | 100 | NULL
761 |  | COM6 | Coastal Resilience Center | Hospital | 0 | 0 | 0 | 0 | 0 | 2.6875 | 8.9342 | 15.4551 | 22.0938 | 28.8475 | 35.4871 | 41.7519 | 47.5845 | 52.8373 | 57.5961 | 61.7948 | 65.5523 | 68.842 | 71.7715 | 74.3327 | 76.6123 | 78.6146 | 80.412 | 82.0271 | 83.5235 | 84.9338 | 86.2967 | 87.6224 | 88.9107 | NULL
762 |  | COM6 | FEMA BCA Toolkit | Hospital, Engineered | 0 | 0 | 0 | 0 | 0.85 | 13.2893 | 23.03 | 31.7579 | 41.1914 | 48.2779 | 57.405 | 63.1907 | 70.6629 | 74.095 | 76.0557 | 76.0557 | 76.0557 | 76.0557 | 76.0557 | 76.0557 | 76.0557 | 76.0557 | 76.0557 | 76.0557 | 76.0557 | 76.0557 | 76.0557 | 76.0557 | 76.0557 | NULL
763 |  | COM6 | FEMA BCA Toolkit | Hospital, Non-Engineered | 0 | 0 | 0.18634 | 0.18634 | 1.2966 | 14.0846 | 24.6848 | 34.4697 | 44.6242 | 51.4449 | 61.7259 | 67.7911 | 75.5031 | 79.5939 | 81.278 | 81.278 | 81.278 | 81.278 | 81.278 | 81.278 | 81.278 | 81.278 | 81.278 | 81.278 | 81.278 | 81.278 | 81.278 | 81.278 | 81.278 | NULL
764 |  | COM6 | USACE New Orleans | USACE - New Orleans: Medical Office, structure, fresh water, short duration | 0 | 0 | 0 | 0 | 0 | 16.2 | 34 | 64.8 | 80.2 | 81.9 | 89.5 | 91.8 | 91.8 | 91.8 | 91.8 | 91.8 | 91.8 | 91.8 | 91.8 | 91.8 | 91.8 | 91.8 | 91.8 | 91.8 | 91.8 | 91.8 | 91.8 | 91.8 | 91.8 | NULL
765 |  | COM6 | USACE New Orleans | USACE - New Orleans: Medical Office, structure, salt water, long duration | 0 | 0 | 0 | 0 | 0 | 43.3 | 63.9 | 100 | 100 | 100 | 100 | 100 | 100 | 100 | 100 | 100 | 100 | 100 | 100 | 100 | 100 | 100 | 100 | 100 | 100 | 100 | 100 | 100 | 100 | NULL
766 |  | COM6 | USACE American River | USACE - American River Curves: Medical Hospitals, Short Duration, polluted freshwater | 0 | 0 | 0 | 0 | 0 | 29.1 | 100 | 100 | 100 | 100 | 100 | 100 | 100 | 100 | 100 | 100 | 100 | 100 | 100 | 100 | 100 | 100 | 100 | 100 | 100 | 100 | 100 | 100 | 100 | NULL
767 |  | COM6 | USACE American River | USACE - American River Curves: Medical Hospitals, Long Duration, polluted freshwater | 0 | 0 | 0 | 0 | 0 | 80.54 | 100 | 100 | 100 | 100 | 100 | 100 | 100 | 100 | 100 | 100 | 100 | 100 | 100 | 100 | 100 | 100 | 100 | 100 | 100 | 100 | 100 | 100 | 100 | NULL
768 |  | COM7 | FEMA BCA Toolkit | Medical Office, Engineered | 0 | 0 | 0 | 0 | 0.61157 | 11.6772 | 18.8683 | 24.401 | 32.6576 | 37.2094 | 46.2561 | 50.6526 | 55.7666 | 58.9422 | 61.1982 | 61.1982 | 61.1982 | 61.1982 | 61.1982 | 61.1982 | 61.1982 | 61.1982 | 61.1982 | 61.1982 | 61.1982 | 61.1982 | 61.1982 | 61.1982 | 61.1982 | NULL
769 |  | COM7 | FEMA BCA Toolkit | Medical Office, Non-Engineered | 0 | 0 | 0.31351 | 0.31351 | 1.3281 | 12.7795 | 21.0436 | 27.8874 | 37.1847 | 40.9186 | 51.895 | 56.5585 | 61.731 | 65.9774 | 67.811 | 67.811 | 67.811 | 67.811 | 67.811 | 67.811 | 67.811 | 67.811 | 67.811 | 67.811 | 67.811 | 67.811 | 67.811 | 67.811 | 67.811 | NULL
770 |  | COM7 | USACE American River | USACE - American River Curves: Medical Offices, Short Duration, polluted freshwater | 0 | 0 | 0 | 0 | 0 | 33.46 | 72.83 | 88.67 | 100 | 100 | 100 | 100 | 100 | 100 | 100 | 100 | 100 | 100 | 100 | 100 | 100 | 100 | 100 | 100 | 100 | 100 | 100 | 100 | 100 | NULL
771 |  | COM7 | USACE American River | USACE - American River Curves: Medical Offices, Long Duration, polluted freshwater | 0 | 0 | 0 | 0 | 0 | 75.49 | 100 | 100 | 100 | 100 | 100 | 100 | 100 | 100 | 100 | 100 | 100 | 100 | 100 | 100 | 100 | 100 | 100 | 100 | 100 | 100 | 100 | 100 | 100 | NULL
772 |  | COM8 | Coastal Resilience Center | Community center (theatre) | 0 | 0 | 0 | 0 | 0 | 17.6087 | 30.7014 | 35.2615 | 37.1556 | 38.359 | 39.5797 | 41.0458 | 42.7799 | 44.7196 | 46.7771 | 48.8682 | 50.9279 | 52.9201 | 54.8465 | 56.752 | 58.7196 | 60.8514 | 63.2386 | 65.9321 | 68.9249 | 72.1513 | 75.5018 | 78.8467 | 82.0598 | NULL
773 |  | COM8 | FEMA BCA Toolkit | Fast Food, Engineered | 0 | 0 | 0 | 0 | 0 | 14.4286 | 25.5714 | 32.7857 | 41.6429 | 47.0714 | 52 | 56.8571 | 60.5 | 63.3571 | 65.1429 | 65.1429 | 65.1429 | 65.1429 | 65.1429 | 65.1429 | 65.1429 | 65.1429 | 65.1429 | 65.1429 | 65.1429 | 65.1429 | 65.1429 | 65.1429 | 65.1429 | NULL
774 |  | COM8 | FEMA BCA Toolkit | Fast Food, Non-Engineered | 0 | 0 | 0.30612 | 0.30612 | 0.61224 | 15.898 | 28.6531 | 37.3878 | 47.3469 | 52.102 | 58.3265 | 63.5102 | 67 | 70.8571 | 72.1633 | 72.1633 | 72.1633 | 72.1633 | 72.1633 | 72.1633 | 72.1633 | 72.1633 | 72.1633 | 72.1633 | 72.1633 | 72.1633 | 72.1633 | 72.1633 | 72.1633 | NULL
775 |  | COM8 | FEMA BCA Toolkit | Non-Fast Food, Engineered | 0 | 0 | 0 | 0 | 1.1633 | 17.698 | 29.1306 | 36.3551 | 44.102 | 51.1878 | 57.502 | 60.6531 | 64.8571 | 65.6653 | 66.9551 | 66.9551 | 66.9551 | 66.9551 | 66.9551 | 66.9551 | 66.9551 | 66.9551 | 66.9551 | 66.9551 | 66.9551 | 66.9551 | 66.9551 | 66.9551 | 66.9551 | NULL
776 |  | COM8 | FEMA BCA Toolkit | Non-Fast Food, Non-Engineered | 0 | 0 | 0.2765 | 0.2765 | 1.8664 | 19.447 | 32.3733 | 40.9724 | 49.5714 | 56.2627 | 63.9263 | 67.1521 | 71.2903 | 72.7373 | 73.53 | 73.53 | 73.53 | 73.53 | 73.53 | 73.53 | 73.53 | 73.53 | 73.53 | 73.53 | 73.53 | 73.53 | 73.53 | 73.53 | 73.53 | NULL
777 |  | COM8 | FEMA BCA Toolkit | Recreation, Engineered | 0 | 0 | 0 | 0 | 0 | 11.9006 | 20.2174 | 25.9627 | 32.1553 | 36.8323 | 40.6522 | 43.3602 | 47.3975 | 49.3913 | 51.5776 | 51.5776 | 51.5776 | 51.5776 | 51.5776 | 51.5776 | 51.5776 | 51.5776 | 51.5776 | 51.5776 | 51.5776 | 51.5776 | 51.5776 | 51.5776 | 51.5776 | NULL
778 |  | COM8 | FEMA BCA Toolkit | Recreation, Non-Engineered | 0 | 0 | 0.45113 | 0.45113 | 0.90226 | 13.5338 | 23.6316 | 31.3083 | 38.5639 | 42.0902 | 47.5865 | 50.3233 | 54.218 | 57.5038 | 59.0677 | 59.0677 | 59.0677 | 59.0677 | 59.0677 | 59.0677 | 59.0677 | 59.0677 | 59.0677 | 59.0677 | 59.0677 | 59.0677 | 59.0677 | 59.0677 | 59.0677 | NULL
779 |  | COM8 | USACE American River | Restaurant (Non Fast Food), 1-Story, Short Duration, polluted freshwater | 0 | 0 | 0 | 0 | 0 | 29.56 | 77.25 | 96.13 | 100 | 100 | 100 | 100 | 100 | 100 | 100 | 100 | 100 | 100 | 100 | 100 | 100 | 100 | 100 | 100 | 100 | 100 | 100 | 100 | 100 | NULL
780 |  | COM8 | USACE American River | Restaurant (Non Fast Food), 1-Story, Long Duration, polluted freshwater | 0 | 0 | 0 | 0 | 0 | 91.34 | 100 | 100 | 100 | 100 | 100 | 100 | 100 | 100 | 100 | 100 | 100 | 100 | 100 | 100 | 100 | 100 | 100 | 100 | 100 | 100 | 100 | 100 | 100 | NULL
781 |  | COM8 | USACE American River | USACE - American River Curves: Restaurant (Fast Food), 1-Story, Short Duration, polluted freshwater | 0 | 0 | 0 | 0 | 0 | 23.34 | 59.38 | 90.24 | 100 | 100 | 100 | 100 | 100 | 100 | 100 | 100 | 100 | 100 | 100 | 100 | 100 | 100 | 100 | 100 | 100 | 100 | 100 | 100 | 100 | NULL
782 |  | COM8 | USACE American River | USACE - American River Curves: Restaurant (Fast Food), 1-Story, Long Duration, polluted freshwater | 0 | 0 | 0 | 0 | 0 | 87.8 | 100 | 100 | 100 | 100 | 100 | 100 | 100 | 100 | 100 | 100 | 100 | 100 | 100 | 100 | 100 | 100 | 100 | 100 | 100 | 100 | 100 | 100 | 100 | NULL
783 |  | COM8 | USACE American River | USACE - American River Curves: Restaurant (Fast Food), 1-Story, Short Duration, polluted freshwater | 0 | 0 | 0 | 0 | 0 | 23.34 | 59.38 | 90.24 | 100 | 100 | 100 | 100 | 100 | 100 | 100 | 100 | 100 | 100 | 100 | 100 | 100 | 100 | 100 | 100 | 100 | 100 | 100 | 100 | 100 | NULL
784 |  | COM8 | USACE American River | USACE - American River Curves: Restaurant (Fast Food), 1-Story, Long Duration, polluted freshwater | 0 | 0 | 0 | 0 | 0 | 87.8 | 100 | 100 | 100 | 100 | 100 | 100 | 100 | 100 | 100 | 100 | 100 | 100 | 100 | 100 | 100 | 100 | 100 | 100 | 100 | 100 | 100 | 100 | 100 | NULL
785 |  | COM8 | USACE American River | USACE - American River Curves: Recreation, Short Duration, polluted freshwater | 0 | 0 | 0 | 0 | 0 | 37.78 | 74.58 | 94.68 | 97.95 | 100 | 100 | 100 | 100 | 100 | 100 | 100 | 100 | 100 | 100 | 100 | 100 | 100 | 100 | 100 | 100 | 100 | 100 | 100 | 100 | NULL
786 |  | COM8 | USACE American River | USACE - American River Curves: Recreation, Long Duration, polluted freshwater | 0 | 0 | 0 | 0 | 0 | 97.95 | 100 | 100 | 100 | 100 | 100 | 100 | 100 | 100 | 100 | 100 | 100 | 100 | 100 | 100 | 100 | 100 | 100 | 100 | 100 | 100 | 100 | 100 | 100 | NULL
787 |  | EDU | FEMA BCA Toolkit | Schools, Engineered | 0 | 0 | 0 | 0 | 0 | 13.0168 | 21.5462 | 26.6891 | 32.7479 | 36.1849 | 39.6555 | 41.6471 | 44.4706 | 46.3529 | 48.4958 | 48.4958 | 48.4958 | 48.4958 | 48.4958 | 48.4958 | 48.4958 | 48.4958 | 48.4958 | 48.4958 | 48.4958 | 48.4958 | 48.4958 | 48.4958 | 48.4958 | NULL
788 |  | EDU | FEMA BCA Toolkit | Schools, Non-Engineered | 0 | 0 | 0.28571 | 0.28571 | 0.57143 | 14.2 | 23.8857 | 30.1714 | 36.8857 | 39.4286 | 43.9143 | 45.8286 | 48.4 | 51.0857 | 52.8286 | 52.8286 | 52.8286 | 52.8286 | 52.8286 | 52.8286 | 52.8286 | 52.8286 | 52.8286 | 52.8286 | 52.8286 | 52.8286 | 52.8286 | 52.8286 | 52.8286 | NULL
789 |  | EDU1 | Coastal Resilience Center | One-story School | 0 | 0 | 0 | 0 | 0 | 13.8096 | 26.6069 | 33.7661 | 39.2594 | 44.2841 | 48.9558 | 53.1492 | 56.7764 | 59.8513 | 62.5261 | 65.1166 | 68.0275 | 71.555 | 75.7106 | 80.2119 | 84.6333 | 88.5903 | 91.853 | 94.3623 | 96.1845 | 97.4483 | 98.2949 | 98.8489 | 99.2071 | NULL
790 |  | EDU1 | Coastal Resilience Center | Two-story School | 0 | 0 | 0 | 0 | 0 | 8.2261 | 16.4663 | 20.0773 | 22.1106 | 23.5508 | 25.1468 | 27.3058 | 30.0103 | 33.2653 | 36.8272 | 40.5518 | 44.2765 | 47.895 | 51.3816 | 54.7166 | 57.9447 | 61.09 | 64.1905 | 67.2565 | 70.2895 | 73.2649 | 76.1608 | 78.9314 | 81.5561 | NULL
791 |  | EDU1 | USACE New Orleans | USACE - New Orleans: Elementary school, structure, fresh water, short duration | 0 | 0 | 0 | 0 | 0 | 65 | 65 | 90 | 100 | 100 | 100 | 100 | 100 | 100 | 100 | 100 | 100 | 100 | 100 | 100 | 100 | 100 | 100 | 100 | 100 | 100 | 100 | 100 | 100 | NULL
792 |  | EDU1 | USACE New Orleans | USACE - New Orleans: Elementary school, structure, salt water, long duration | 0 | 0 | 0 | 0 | 0 | 85 | 86.6 | 100 | 100 | 100 | 100 | 100 | 100 | 100 | 100 | 100 | 100 | 100 | 100 | 100 | 100 | 100 | 100 | 100 | 100 | 100 | 100 | 100 | 100 | NULL
793 |  | EDU1 | USACE American River | USACE - American River Curves: Schools, Short Duration, polluted freshwater | 0 | 0 | 0 | 0 | 0 | 21.94 | 47.33 | 66.72 | 76.09 | 87.78 | 100 | 100 | 100 | 100 | 100 | 100 | 100 | 100 | 100 | 100 | 100 | 100 | 100 | 100 | 100 | 100 | 100 | 100 | 100 | NULL
794 |  | EDU1 | USACE American River | USACE - American River Curves: Schools, Long Duration, polluted freshwater | 0 | 0 | 0 | 0 | 0 | 87.78 | 100 | 100 | 100 | 100 | 100 | 100 | 100 | 100 | 100 | 100 | 100 | 100 | 100 | 100 | 100 | 100 | 100 | 100 | 100 | 100 | 100 | 100 | 100 | NULL
795 |  | EDU2 | USACE New Orleans | USACE - New Orleans: College, structure, fresh water, short duration | 0 | 0 | 0 | 0 | 0 | 65 | 65 | 90 | 100 | 100 | 100 | 100 | 100 | 100 | 100 | 100 | 100 | 100 | 100 | 100 | 100 | 100 | 100 | 100 | 100 | 100 | 100 | 100 | 100 | NULL
796 |  | EDU2 | USACE New Orleans | USACE - New Orleans: College, structure, salt water, long duration | 0 | 0 | 0 | 0 | 0 | 85 | 86.6 | 100 | 100 | 100 | 100 | 100 | 100 | 100 | 100 | 100 | 100 | 100 | 100 | 100 | 100 | 100 | 100 | 100 | 100 | 100 | 100 | 100 | 100 | NULL
797 |  | GOV1 | USACE New Orleans | USACE - New Orleans: Government facility, structure, fresh water, short duration | 0 | 0 | 0 | 0 | 0 | 65 | 65 | 90 | 100 | 100 | 100 | 100 | 100 | 100 | 100 | 100 | 100 | 100 | 100 | 100 | 100 | 100 | 100 | 100 | 100 | 100 | 100 | 100 | 100 | NULL
798 |  | GOV1 | USACE New Orleans | USACE - New Orleans: Government facility, structure, salt water, long duration | 0 | 0 | 0 | 0 | 0 | 85 | 86.6 | 100 | 100 | 100 | 100 | 100 | 100 | 100 | 100 | 100 | 100 | 100 | 100 | 100 | 100 | 100 | 100 | 100 | 100 | 100 | 100 | 100 | 100 | NULL
799 |  | GOV1 | USACE American River | USACE - American River Curves: Government Buildings, Short Duration, polluted freshwater | 0 | 0 | 0 | 0 | 0 | 30.07 | 49.85 | 49.85 | 50 | 50 | 50 | 50 | 50 | 50 | 50 | 59.61 | 71.23 | 96.18 | 100 | 100 | 100 | 100 | 100 | 100 | 100 | 100 | 100 | 100 | 100 | NULL
800 |  | GOV1 | USACE American River | USACE - American River Curves: Government Buildings, Long Duration, polluted freshwater | 0 | 0 | 0 | 0 | 0 | 45.43 | 55.88 | 55.88 | 55.88 | 55.88 | 55.88 | 55.88 | 68.08 | 68.08 | 68.08 | 69.4 | 100 | 100 | 100 | 100 | 100 | 100 | 100 | 100 | 100 | 100 | 100 | 100 | 100 | NULL
801 |  | IND2 | FEMA BCA Toolkit | Industrial Light, Engineered | 0 | 0 | 0 | 0 | 0 | 10.4218 | 16.7755 | 20.9116 | 25.9184 | 30.0884 | 33.7619 | 36.9592 | 41.4762 | 44.6395 | 46.6803 | 46.6803 | 46.6803 | 46.6803 | 46.6803 | 46.6803 | 46.6803 | 46.6803 | 46.6803 | 46.6803 | 46.6803 | 46.6803 | 46.6803 | 46.6803 | 46.6803 | NULL
802 |  | IND2 | FEMA BCA Toolkit | Industrial Light, Non-Engineered | 0 | 0 | 0.5042 | 0.5042 | 1.0084 | 11.8992 | 19.7815 | 25.6975 | 31.6134 | 34.3782 | 39.8908 | 43.2353 | 47.7059 | 52.5882 | 53.8992 | 53.8992 | 53.8992 | 53.8992 | 53.8992 | 53.8992 | 53.8992 | 53.8992 | 53.8992 | 53.8992 | 53.8992 | 53.8992 | 53.8992 | 53.8992 | 53.8992 | NULL
803 |  | IND2 | USACE American River | USACE - American River Curves: Industrial Light Manufacturing, Short Duration, polluted freshwater | 0 | 0 | 0 | 0 | 0 | 35.2 | 64.23 | 74.83 | 91.76 | 96.27 | 100 | 100 | 100 | 100 | 100 | 100 | 100 | 100 | 100 | 100 | 100 | 100 | 100 | 100 | 100 | 100 | 100 | 100 | 100 | NULL
804 |  | IND2 | USACE American River | USACE - American River Curves: Industrial Light Manufacturing, Long Duration, polluted freshwater | 0 | 0 | 0 | 0 | 0.19 | 87.64 | 96.39 | 98.97 | 100 | 100 | 100 | 100 | 100 | 100 | 100 | 100 | 100 | 100 | 100 | 100 | 100 | 100 | 100 | 100 | 100 | 100 | 100 | 100 | 100 | NULL
805 |  | IND3 | USACE American River | USACE - American River Curves: Industrial Warehouse, Short Duration, polluted freshwater | 0 | 0 | 0 | 0 | 0 | 23.36 | 54.85 | 69.03 | 84.16 | 95.65 | 100 | 100 | 100 | 100 | 100 | 100 | 100 | 100 | 100 | 100 | 100 | 100 | 100 | 100 | 100 | 100 | 100 | 100 | 100 | NULL
806 |  | IND3 | USACE American River | USACE - American River Curves: Industrial Warehouse, Long Duration, polluted freshwater | 0 | 0 | 0 | 0 | 0 | 84.19 | 100 | 100 | 100 | 100 | 100 | 100 | 100 | 100 | 100 | 100 | 100 | 100 | 100 | 100 | 100 | 100 | 100 | 100 | 100 | 100 | 100 | 100 | 100 | NULL
807 |  | IND3 | USACE American River | USACE - American River Curves: Industrial Heavy Manufacturing, Short Duration, polluted freshwater | 0 | 0 | 0 | 0 | 0 | 22.75 | 40 | 53.18 | 82.02 | 90.71 | 100 | 100 | 100 | 100 | 100 | 100 | 100 | 100 | 100 | 100 | 100 | 100 | 100 | 100 | 100 | 100 | 100 | 100 | 100 | NULL
808 |  | IND3 | USACE American River | USACE - American River Curves: Industrial Heavy Manufacturing, Long Duration, polluted freshwater | 0 | 0 | 0 | 0 | 0 | 44.61 | 100 | 100 | 100 | 100 | 100 | 100 | 100 | 100 | 100 | 100 | 100 | 100 | 100 | 100 | 100 | 100 | 100 | 100 | 100 | 100 | 100 | 100 | 100 | NULL
809 |  | INDX | Coastal Resilience Center | Industrial building | 0 | 0 | 0 | 0 | 0 | 6.5099 | 16.7563 | 24.3453 | 30.2978 | 34.9217 | 38.7985 | 42.005 | 44.7789 | 47.1343 | 49.1999 | 50.9787 | 52.5517 | 53.9202 | 55.1395 | 56.218 | 57.2107 | 58.1825 | 59.243 | 60.5828 | 62.3383 | 64.7075 | 67.6676 | 71.184 | 75.0235 | NULL
810 |  | REL1 | Coastal Resilience Center | Community center (church) | 0 | 0 | 0 | 17.6087 | 30.7014 | 35.2615 | 37.1556 | 38.359 | 39.5797 | 41.0458 | 42.7799 | 44.7196 | 46.7771 | 48.8682 | 50.9279 | 52.9201 | 54.8465 | 56.752 | 58.7196 | 60.8514 | 63.2386 | 65.9321 | 68.9249 | 72.1513 | 75.5018 | 78.8467 | 82.0598 | 82.0598 | 82.0598 | NULL
811 |  | REL1 | FEMA BCA Toolkit | Religious Facilities, Engineered | 0 | 0 | 0 | 0 | 0 | 14.6735 | 24.8163 | 30.8776 | 37.0408 | 43.2041 | 47.5714 | 51.3061 | 55.4082 | 57.5102 | 58.9796 | 58.9796 | 58.9796 | 58.9796 | 58.9796 | 58.9796 | 58.9796 | 58.9796 | 58.9796 | 58.9796 | 58.9796 | 58.9796 | 58.9796 | 58.9796 | 58.9796 | NULL
812 |  | REL1 | FEMA BCA Toolkit | Religious Facilities, Non-Engineered | 0 | 0 | 0.35714 | 0.35714 | 0.71429 | 16.4286 | 28.2857 | 35.9286 | 42.9286 | 48.4286 | 54.2143 | 58.1429 | 62.1429 | 65.2857 | 66.1429 | 66.1429 | 66.1429 | 66.1429 | 66.1429 | 66.1429 | 66.1429 | 66.1429 | 66.1429 | 66.1429 | 66.1429 | 66.1429 | 66.1429 | 66.1429 | 66.1429 | NULL
813 |  | REL1 | USACE American River | USACE - American River Curves: Religious, Short Duration, polluted freshwater | 0 | 0 | 0 | 0 | 0 | 33.21 | 75.17 | 86.2 | 100 | 100 | 100 | 100 | 100 | 100 | 100 | 100 | 100 | 100 | 100 | 100 | 100 | 100 | 100 | 100 | 100 | 100 | 100 | 100 | 100 | NULL
814 |  | REL1 | USACE American River | USACE - American River Curves: Religious, Long Duration, polluted freshwater | 0 | 0 | 0 | 0 | 0 | 73.59 | 100 | 100 | 100 | 100 | 100 | 100 | 100 | 100 | 100 | 100 | 100 | 100 | 100 | 100 | 100 | 100 | 100 | 100 | 100 | 100 | 100 | 100 | 100 | NULL
815 |  | RES1 | Coastal Resilience Center | One-story residential building on a crawlspace foundation | 0 | 0.16113 | 1.418 | 4.5068 | 10.3554 | 21.8347 | 33.4231 | 39.8019 | 43.397 | 47.0744 | 51.9265 | 58.0103 | 64.8923 | 71.9425 | 78.5453 | 84.2595 | 88.8776 | 92.3982 | 94.9531 | 96.7317 | 97.9278 | 98.7093 | 99.2078 | 99.5197 | 99.7115 | 99.8281 | 99.8981 | 99.9399 | 99.9646 | NULL
816 |  | RES1 | Coastal Resilience Center | Two-story residential building on a crawlspace foundation | 0 | 0.068012 | 2.1705 | 5.919 | 10.7059 | 18.0523 | 26.1253 | 31.1298 | 33.3167 | 34.4054 | 35.663 | 37.8447 | 41.3222 | 46.1024 | 51.8845 | 58.1915 | 64.5304 | 70.5027 | 75.8528 | 80.4628 | 84.3206 | 87.4808 | 90.0313 | 92.0702 | 93.6909 | 94.976 | 95.9944 | 96.8023 | 97.4441 | NULL
817 |  | RES1 | FEMA FIMA | FEMA FIA Split-Level Zone A | 0 | 0 | 0 | 0 | 3 | 9 | 13 | 25 | 27 | 28 | 33 | 34 | 41 | 43 | 45 | 46 | 47 | 47 | 47 | 47 | 47 | 47 | 47 | 47 | 47 | 47 | 47 | 47 | 47 | NULL
818 |  | RES1 | FEMA FIMA | FEMA FIA Two or More Stories Zone A | 0 | 0 | 4 | 8 | 11 | 15 | 20 | 23 | 28 | 33 | 38 | 44 | 49 | 51 | 53 | 55 | 57 | 59 | 60 | 60 | 60 | 60 | 60 | 60 | 60 | 60 | 60 | 60 | 60 | NULL
819 |  | RES1 | FEMA FIMA | FEMA FIA Split-Level Zone A | 0 | 0 | 3 | 5 | 6 | 16 | 19 | 22 | 27 | 32 | 35 | 36 | 44 | 48 | 50 | 52 | 54 | 56 | 58 | 58 | 58 | 58 | 58 | 58 | 58 | 58 | 58 | 58 | 58 | NULL
820 |  | RES1 | FEMA FIMA | FEMA FIA One-Story Zone A | 0 | 0 | 4 | 8 | 11 | 15 | 20 | 23 | 28 | 33 | 38 | 44 | 49 | 51 | 53 | 55 | 57 | 59 | 60 | 60 | 60 | 60 | 60 | 60 | 60 | 60 | 60 | 60 | 60 | NULL
821 |  | RES1 | FEMA FIMA | FEMA FIA Coastal Building Zone V | 0 | 0 | 10 | 12 | 15 | 23 | 35 | 50 | 58 | 63 | 66.5 | 69.5 | 72 | 76 | 76 | 76 | 76 | 76 | 76 | 76 | 76 | 76 | 76 | 76 | 76 | 76 | 76 | 76 | 76 | NULL
822 |  | RES1 | FEMA FIMA | FEMA FIA Two or More Stories Zone A | 0 | 0 | 0 | 0 | 5 | 9 | 13 | 18 | 20 | 22 | 24 | 26 | 29 | 33 | 38 | 38 | 38 | 38 | 38 | 38 | 38 | 38 | 38 | 38 | 38 | 38 | 38 | 38 | 38 | NULL
823 |  | RES1 | FEMA FIMA | FEMA FIA One-Story Zone A | 0 | 0 | 0 | 0 | 9 | 14 | 22 | 27 | 29 | 30 | 40 | 43 | 44 | 45 | 46 | 47 | 48 | 49 | 50 | 50 | 50 | 50 | 50 | 50 | 50 | 50 | 50 | 50 | 50 | NULL
824 |  | RES1 | FEMA FIMA | FEMA FIA Coastal Building Zone V | 0 | 0 | 20 | 21.5 | 24 | 29 | 37 | 54 | 60.5 | 64.5 | 68 | 70 | 72 | 76 | 76 | 76 | 76 | 76 | 76 | 76 | 76 | 76 | 76 | 76 | 76 | 76 | 76 | 76 | 76 | NULL
825 |  | RES1 | FEMA FIMA | FEMA FIA, Split Level, With Basement Split-Level | 0 | 0 | 3 | 5 | 6 | 16 | 19 | 22 | 27 | 32 | 35 | 36 | 44 | 48 | 50 | 52 | 54 | 56 | 58 | 58 | 58 | 58 | 58 | 58 | 58 | 58 | 58 | 58 | 58 | NULL
826 |  | RES1 | FEMA FIMA | FEMA FIA (Default) One-Story Zone A | 0 | 0 | 4 | 8 | 11 | 15 | 20 | 23 | 28 | 33 | 38 | 44 | 49 | 51 | 53 | 55 | 57 | 59 | 60 | 60 | 60 | 60 | 60 | 60 | 60 | 60 | 60 | 60 | 60 | NULL
827 |  | RES1 | FEMA FIMA | FEMA FIA, 1-Story, No Basement One-Story | 0 | 0 | 0 | 0 | 9 | 14 | 22 | 27 | 29 | 30 | 40 | 43 | 44 | 45 | 46 | 47 | 48 | 49 | 50 | 50 | 50 | 50 | 50 | 50 | 50 | 50 | 50 | 50 | 50 | NULL
828 |  | RES1 | FEMA FIMA | FEMA FIA, 2-Story, No Basement Two or More Stories | 0 | 0 | 0 | 0 | 5 | 9 | 13 | 18 | 20 | 22 | 24 | 26 | 29 | 33 | 38 | 38 | 38 | 38 | 38 | 38 | 38 | 38 | 38 | 38 | 38 | 38 | 38 | 38 | 38 | NULL
829 |  | RES1 | FEMA FIMA | FEMA FIA (Default) One-Story Zone A | 0 | 0 | 0 | 0 | 9 | 14 | 22 | 27 | 29 | 30 | 40 | 43 | 44 | 45 | 46 | 47 | 48 | 49 | 50 | 50 | 50 | 50 | 50 | 50 | 50 | 50 | 50 | 50 | 50 | NULL
830 |  | RES1 | FEMA FIMA | FEMA FIA (Default) Coastal Building Zone V | 0 | 0 | 20 | 21.5 | 24 | 29 | 37 | 54 | 60.5 | 64.5 | 68 | 70 | 72 | 76 | 76 | 76 | 76 | 76 | 76 | 76 | 76 | 76 | 76 | 76 | 76 | 76 | 76 | 76 | 76 | NULL
831 |  | RES1 | FEMA FIMA | FEMA FIA (Default) Two or More Stories Zone A | 0 | 0 | 0 | 0 | 5 | 9 | 13 | 18 | 20 | 22 | 24 | 26 | 29 | 33 | 38 | 38 | 38 | 38 | 38 | 38 | 38 | 38 | 38 | 38 | 38 | 38 | 38 | 38 | 38 | NULL
832 |  | RES1 | FEMA FIMA | FEMA FIA, 1-Story, With Basement One-Story | 0 | 0 | 4 | 8 | 11 | 15 | 20 | 23 | 28 | 33 | 38 | 44 | 49 | 51 | 53 | 55 | 57 | 59 | 60 | 60 | 60 | 60 | 60 | 60 | 60 | 60 | 60 | 60 | 60 | NULL
833 |  | RES1 | FEMA FIMA | FEMA FIA (Default) Split-Level Zone A | 0 | 0 | 0 | 0 | 3 | 9 | 13 | 25 | 27 | 28 | 33 | 34 | 41 | 43 | 45 | 46 | 47 | 47 | 47 | 47 | 47 | 47 | 47 | 47 | 47 | 47 | 47 | 47 | 47 | NULL
834 |  | RES1 | FEMA FIMA | FEMA FIA (Default) Two or More Stories Zone A | 0 | 0 | 4 | 8 | 11 | 15 | 20 | 23 | 28 | 33 | 38 | 44 | 49 | 51 | 53 | 55 | 57 | 59 | 60 | 60 | 60 | 60 | 60 | 60 | 60 | 60 | 60 | 60 | 60 | NULL
835 |  | RES1 | FEMA FIMA | FEMA FIA (Default) Coastal Building Zone V | 0 | 0 | 10 | 12 | 15 | 23 | 35 | 50 | 58 | 63 | 66.5 | 69.5 | 72 | 76 | 76 | 76 | 76 | 76 | 76 | 76 | 76 | 76 | 76 | 76 | 76 | 76 | 76 | 76 | 76 | NULL
836 |  | RES1 | FEMA BCA Toolkit | BCA Toolkit Slab CAZ and V Zone Expert Panel | 0 | 0 | 0 | 0 | 12 | 25 | 50 | 75 | 100 | 100 | 100 | 100 | 100 | 100 | 100 | 100 | 100 | 100 | 100 | 100 | 100 | 100 | 100 | 100 | 100 | 100 | 100 | 100 | 100 | NULL
837 |  | RES1 | FEMA BCA Toolkit | BCA Toolkit Wall (2 feet) CAZ and V Zone Expert Panel | 0 | 0 | 2 | 10 | 35 | 75 | 100 | 100 | 100 | 100 | 100 | 100 | 100 | 100 | 100 | 100 | 100 | 100 | 100 | 100 | 100 | 100 | 100 | 100 | 100 | 100 | 100 | 100 | 100 | Bottom of lowest horizontal member is 1.0 feet below top of floor.
838 |  | RES1 | FEMA BCA Toolkit | BCA Toolkit Wall (3 feet) CAZ and V Zone Expert Panel | 0 | 0 | 2 | 30 | 75 | 100 | 100 | 100 | 100 | 100 | 100 | 100 | 100 | 100 | 100 | 100 | 100 | 100 | 100 | 100 | 100 | 100 | 100 | 100 | 100 | 100 | 100 | 100 | 100 | Bottom of lowest horizontal member is 1.0 feet below top of floor.
839 |  | RES1 | FEMA BCA Toolkit | BCA Toolkit Elevated (Open) +2 CAZ and V Zone Expert Panel | 0 | 0 | 0 | 20 | 50 | 90 | 100 | 100 | 100 | 100 | 100 | 100 | 100 | 100 | 100 | 100 | 100 | 100 | 100 | 100 | 100 | 100 | 100 | 100 | 100 | 100 | 100 | 100 | 100 | NULL
840 |  | RES1 | FEMA BCA Toolkit | BCA Toolkit Elevated (Open) +4 CAZ and V Zone Expert Panel | 0 | 5 | 8 | 45 | 75 | 100 | 100 | 100 | 100 | 100 | 100 | 100 | 100 | 100 | 100 | 100 | 100 | 100 | 100 | 100 | 100 | 100 | 100 | 100 | 100 | 100 | 100 | 100 | 100 | NULL
841 |  | RES1 | FEMA BCA Toolkit | BCA Toolkit Elevated (Open) +6 CAZ and V Zone Expert Panel | 5 | 14 | 50 | 90 | 100 | 100 | 100 | 100 | 100 | 100 | 100 | 100 | 100 | 100 | 100 | 100 | 100 | 100 | 100 | 100 | 100 | 100 | 100 | 100 | 100 | 100 | 100 | 100 | 100 | NULL
842 |  | RES1 | FEMA BCA Toolkit | BCA Toolkit Elevated (Open) +8 CAZ and V Zone Expert Panel | 8 | 40 | 75 | 100 | 100 | 100 | 100 | 100 | 100 | 100 | 100 | 100 | 100 | 100 | 100 | 100 | 100 | 100 | 100 | 100 | 100 | 100 | 100 | 100 | 100 | 100 | 100 | 100 | 100 | NULL
843 |  | RES1 | FEMA BCA Toolkit | BCA Toolkit Elevated (Open) +10 CAZ and V Zone Expert Panel | 35 | 75 | 100 | 100 | 100 | 100 | 100 | 100 | 100 | 100 | 100 | 100 | 100 | 100 | 100 | 100 | 100 | 100 | 100 | 100 | 100 | 100 | 100 | 100 | 100 | 100 | 100 | 100 | 100 | NULL
844 |  | RES1 | FEMA BCA Toolkit | BCA Toolkit Elevated (Open) +12 CAZ and V Zone Expert Panel | 65 | 100 | 100 | 100 | 100 | 100 | 100 | 100 | 100 | 100 | 100 | 100 | 100 | 100 | 100 | 100 | 100 | 100 | 100 | 100 | 100 | 100 | 100 | 100 | 100 | 100 | 100 | 100 | 100 | NULL
845 |  | RES1 | FEMA BCA Toolkit | BCA Toolkit Elevated (Obstr) +2 CAZ and V Zone Expert Panel | 0 | 0 | 1 | 22 | 53 | 93 | 100 | 100 | 100 | 100 | 100 | 100 | 100 | 100 | 100 | 100 | 100 | 100 | 100 | 100 | 100 | 100 | 100 | 100 | 100 | 100 | 100 | 100 | 100 | NULL
846 |  | RES1 | FEMA BCA Toolkit | BCA Toolkit Elevated (Obstr) +4 CAZ and V Zone Expert Panel | 1 | 7 | 11 | 48 | 78 | 100 | 100 | 100 | 100 | 100 | 100 | 100 | 100 | 100 | 100 | 100 | 100 | 100 | 100 | 100 | 100 | 100 | 100 | 100 | 100 | 100 | 100 | 100 | 100 | NULL
847 |  | RES1 | FEMA BCA Toolkit | BCA Toolkit Elevated (Obstr) +6 CAZ and V Zone Expert Panel | 8 | 17 | 53 | 93 | 100 | 100 | 100 | 100 | 100 | 100 | 100 | 100 | 100 | 100 | 100 | 100 | 100 | 100 | 100 | 100 | 100 | 100 | 100 | 100 | 100 | 100 | 100 | 100 | 100 | NULL
848 |  | RES1 | FEMA BCA Toolkit | BCA Toolkit Elevated (Obstr) +8 CAZ and V Zone Expert Panel | 11 | 43 | 78 | 100 | 100 | 100 | 100 | 100 | 100 | 100 | 100 | 100 | 100 | 100 | 100 | 100 | 100 | 100 | 100 | 100 | 100 | 100 | 100 | 100 | 100 | 100 | 100 | 100 | 100 | NULL
849 |  | RES1 | FEMA BCA Toolkit | BCA Toolkit Elevated (Obstr) +10 CAZ and V Zone Expert Panel | 38 | 78 | 100 | 100 | 100 | 100 | 100 | 100 | 100 | 100 | 100 | 100 | 100 | 100 | 100 | 100 | 100 | 100 | 100 | 100 | 100 | 100 | 100 | 100 | 100 | 100 | 100 | 100 | 100 | NULL
850 |  | RES1 | FEMA BCA Toolkit | BCA Toolkit Elevated (Obstr) +12 CAZ and V Zone Expert Panel | 68 | 100 | 100 | 100 | 100 | 100 | 100 | 100 | 100 | 100 | 100 | 100 | 100 | 100 | 100 | 100 | 100 | 100 | 100 | 100 | 100 | 100 | 100 | 100 | 100 | 100 | 100 | 100 | 100 | NULL
851 |  | RES1 | FEMA BCA Toolkit | BCA Toolkit 1-Story Without Basement Outside CAZ USACE Generic Riverine | 0 | 0 | 0 | 2.5 | 13.4 | 23.3 | 32.1 | 40.1 | 47.1 | 53.2 | 58.6 | 63.2 | 67.2 | 70.5 | 73.2 | 75.4 | 77.2 | 78.5 | 79.5 | 80.2 | 80.7 | 80.7 | 80.7 | 80.7 | 80.7 | 80.7 | 80.7 | 80.7 | 80.7 | USACE Contents DDF % based on contents value equal to 100% building replacement value (BRV)
852 |  | RES1 | FEMA BCA Toolkit | BCA Toolkit 2-Story Without Basement Outside CAZ USACE Generic Riverine | 0 | 0 | 0 | 3 | 9.3 | 15.2 | 20.9 | 26.3 | 31.4 | 36.2 | 40.7 | 44.9 | 48.8 | 52.4 | 55.7 | 58.7 | 61.4 | 63.8 | 65.9 | 67.7 | 69.2 | 69.2 | 69.2 | 69.2 | 69.2 | 69.2 | 69.2 | 69.2 | 69.2 | USACE Contents DDF % based on contents value equal to 100% building replacement value (BRV)
853 |  | RES1 | FEMA BCA Toolkit | BCA Toolkit Split Level Without Basement Outside CAZ USACE Generic Riverine | 0 | 0 | 0 | 6.4 | 7.2 | 9.4 | 12.9 | 17.4 | 22.8 | 28.9 | 35.5 | 42.3 | 49.2 | 56.1 | 62.6 | 68.6 | 73.9 | 78.4 | 81.7 | 83.8 | 84.4 | 84.4 | 84.4 | 84.4 | 84.4 | 84.4 | 84.4 | 84.4 | 84.4 | USACE Contents DDF % based on contents value equal to 100% building replacement value (BRV)
854 |  | RES1 | FEMA BCA Toolkit | BCA Toolkit 1-Story With Basement Outside CAZ USACE Generic Riverine | 0 | 0 | 13.8 | 19.4 | 25.5 | 32 | 38.7 | 45.5 | 52.2 | 58.6 | 64.5 | 69.8 | 74.2 | 77.7 | 80.1 | 81.1 | 81.1 | 81.1 | 81.1 | 81.1 | 81.1 | 81.1 | 81.1 | 81.1 | 81.1 | 81.1 | 81.1 | 81.1 | 81.1 | USACE Contents DDF % based on contents value equal to 100% building replacement value (BRV)
855 |  | RES1 | FEMA BCA Toolkit | BCA Toolkit 2-Story With Basement Outside CAZ USACE Generic Riverine | 0 | 0 | 10.2 | 13.9 | 17.9 | 22.3 | 27 | 31.9 | 36.9 | 41.9 | 46.9 | 51.8 | 56.4 | 60.8 | 64.8 | 68.4 | 71.4 | 73.7 | 75.4 | 76.4 | 76.4 | 76.4 | 76.4 | 76.4 | 76.4 | 76.4 | 76.4 | 76.4 | 76.4 | USACE Contents DDF % based on contents value equal to 100% building replacement value (BRV)
856 |  | RES1 | FEMA BCA Toolkit | BCA Toolkit Split Level With Basement Outside CAZ USACE Generic Riverine | 0 | 0 | 10.4 | 14.2 | 18.5 | 23.2 | 28.2 | 33.4 | 38.6 | 43.8 | 48.8 | 53.5 | 57.8 | 61.6 | 64.8 | 67.2 | 68.8 | 69.3 | 69.3 | 69.3 | 69.3 | 69.3 | 69.3 | 69.3 | 69.3 | 69.3 | 69.3 | 69.3 | 69.3 | USACE Contents DDF % based on contents value equal to 100% building replacement value (BRV)
857 |  | RES1 | USACE New Orleans | One-Story, USACE - New Orleans: one story, Pier foundation, structure, fresh water, short duration | 0 | 0 | 4 | 4 | 20.5 | 41.5 | 52.3 | 53.1 | 57.1 | 66.8 | 66.8 | 66.8 | 66.8 | 74.3 | 74.3 | 84.4 | 84.4 | 84.4 | 84.4 | 84.4 | 84.4 | 84.4 | 84.4 | 84.4 | 84.4 | 84.4 | 84.4 | 84.4 | 84.4 | NULL
858 |  | RES1 | USACE New Orleans | One-Story, USACE - New Orleans: one story, Pier foundation, structure, salt water, long duration | 0 | 0 | 4 | 4 | 20.5 | 62.4 | 65.6 | 65.6 | 68.7 | 71.9 | 71.9 | 71.9 | 71.9 | 84.4 | 84.4 | 84.4 | 84.4 | 84.4 | 84.4 | 84.4 | 84.4 | 84.4 | 84.4 | 84.4 | 84.4 | 84.4 | 84.4 | 84.4 | 84.4 | NULL
859 |  | RES1 | USACE New Orleans | One-Story, USACE - New Orleans: one story, Slab foundation, structure, fresh water, short duration | 0 | 0 | 0 | 0 | 4.2 | 33.9 | 40.2 | 41.3 | 47 | 58.9 | 58.9 | 58.9 | 58.9 | 69.9 | 69.9 | 82.1 | 82.1 | 82.1 | 82.1 | 82.1 | 82.1 | 82.1 | 82.1 | 82.1 | 82.1 | 82.1 | 82.1 | 82.1 | 82.1 | NULL
860 |  | RES1 | USACE New Orleans | One-Story, USACE - New Orleans: one story, Slab foundation, structure, salt water, long duration | 0 | 0 | 0 | 0 | 7.2 | 56.4 | 58.7 | 58.7 | 63.4 | 66.4 | 66.4 | 66.4 | 66.4 | 82.1 | 82.1 | 82.1 | 82.1 | 82.1 | 82.1 | 82.1 | 82.1 | 82.1 | 82.1 | 82.1 | 82.1 | 82.1 | 82.1 | 82.1 | 82.1 | NULL
861 |  | RES1 | USACE New Orleans | Two or More, USACE - New Orleans: two story, Pier foundation, structure, fresh water, short duration | 0 | 0 | 4 | 4 | 12.1 | 25.3 | 32.8 | 33.6 | 36 | 42.1 | 42.1 | 42.1 | 42.1 | 52.7 | 61.7 | 65.5 | 65.5 | 67.1 | 70.7 | 70.7 | 70.7 | 70.7 | 70.7 | 70.7 | 70.7 | 70.7 | 70.7 | 70.7 | 70.7 | NULL
862 |  | RES1 | USACE New Orleans | Two or More, USACE - New Orleans: two story, Pier foundation, structure, salt water, long duration | 0 | 0 | 4 | 4 | 17.5 | 53.6 | 55.2 | 55.2 | 56.8 | 59.9 | 59.9 | 59.9 | 59.9 | 63.1 | 71.2 | 72.8 | 74.4 | 74.4 | 74.4 | 74.4 | 74.4 | 74.4 | 74.4 | 74.4 | 74.4 | 74.4 | 74.4 | 74.4 | 74.4 | NULL
863 |  | RES1 | USACE New Orleans | Two or More, USACE - New Orleans: two story, Slab foundation, structure, fresh water, short duration | 0 | 0 | 0 | 0 | 3.1 | 24.7 | 28.5 | 29.6 | 32.5 | 40 | 40 | 40 | 40 | 48.1 | 54.8 | 58.2 | 58.2 | 60 | 64.4 | 64.4 | 64.4 | 64.4 | 64.4 | 64.4 | 64.4 | 64.4 | 64.4 | 64.4 | 64.4 | NULL
864 |  | RES1 | USACE New Orleans | Two or More, USACE - New Orleans: two story, Slab foundation, structure, salt water, long duration | 0 | 0 | 0 | 0 | 5.1 | 44.2 | 46 | 49.7 | 51.6 | 51.6 | 51.6 | 51.6 | 51.6 | 55.7 | 66.2 | 68 | 68 | 69.9 | 69.9 | 69.9 | 69.9 | 69.9 | 69.9 | 69.9 | 69.9 | 69.9 | 69.9 | 69.9 | 69.9 | NULL
865 |  | RES1 | USACE St Paul | One-Story, USACE - St. Paul: one story | 0 | 0 | 0 | 0 | 10.5 | 31.5 | 38.5 | 40.5 | 45.8 | 50.5 | 53.5 | 53.5 | 58.8 | 58.8 | 58.8 | 58.8 | 58.8 | 58.8 | 58.8 | 58.8 | 58.8 | 58.8 | 58.8 | 58.8 | 58.8 | 58.8 | 58.8 | 58.8 | 58.8 | NULL
866 |  | RES1 | USACE St Paul | Two or More, USACE - St. Paul: two story | 0 | 0 | 0 | 0 | 5.5 | 18 | 20 | 22 | 25 | 27 | 29 | 29.3 | 31.5 | 36.3 | 44.8 | 44.8 | 45 | 46.5 | 48.5 | 48.5 | 48.5 | 48.5 | 48.5 | 48.5 | 48.5 | 48.5 | 48.5 | 48.5 | 48.5 | NULL
867 |  | RES1 | USACE Wilmington | Split Level, USACE - Wilmington: one & 1/2 story | 0 | 0 | 0.63 | 0.7 | 7.9 | 10.9 | 18 | 21.67 | 25.33 | 29 | 31.6 | 34.2 | 36.8 | 39.4 | 42 | 43.6 | 45.2 | 46.8 | 48.4 | 50 | 50.5 | 50.5 | 50.5 | 50.5 | 50.5 | 50.5 | 50.5 | 50.5 | 50.5 | NULL
868 |  | RES1 | USACE Wilmington | Split Level, USACE - Wilmington: one & 1/2 story w/ 1/2 living area below | 0 | 0 | 0.38 | 0.44 | 0.5 | 2.7 | 4.33 | 5.97 | 7.6 | 9.23 | 10.87 | 12.5 | 15.2 | 21.1 | 27 | 34.6 | 37 | 40.6 | 43.4 | 46.2 | 49 | 49 | 49 | 49 | 49 | 49 | 49 | 49 | 49 | NULL
869 |  | RES1 | USACE Wilmington | Split Level, USACE - Wilmington: one & 1/2 story, Pile foundation | 0 | 0 | 3.75 | 4 | 7.9 | 10.9 | 18.6 | 28 | 30.2 | 33.6 | 35.5 | 37.4 | 39.3 | 41.2 | 43.1 | 44.54 | 45.98 | 47.42 | 48.86 | 50.3 | 50.5 | 50.5 | 50.5 | 50.5 | 50.5 | 50.5 | 50.5 | 50.5 | 50.5 | NULL
870 |  | RES1 | USACE Wilmington | One-Story, USACE - Wilmington: one story | 0 | 0 | 0.88 | 1 | 9.3 | 13.6 | 23.3 | 27.57 | 31.83 | 36.1 | 39.34 | 42.58 | 45.82 | 49.06 | 52.3 | 56.34 | 60.38 | 64.42 | 68.46 | 72.5 | 80 | 80 | 80 | 80 | 80 | 80 | 80 | 80 | 80 | NULL
871 |  | RES1 | USACE Wilmington | Split Level, USACE - Wilmington: one story w/ 1/2 living area below | 0 | 0 | 0.5 | 0.6 | 0.7 | 3.5 | 5.5 | 7.7 | 9.9 | 12.1 | 14.3 | 16.5 | 20 | 20.8 | 31.7 | 42.1 | 45.2 | 49.15 | 53.1 | 57.05 | 61 | 61 | 61 | 61 | 61 | 61 | 61 | 61 | 61 | NULL
872 |  | RES1 | USACE Wilmington | One-Story, USACE - Wilmington: one story w/ basement | 0 | 0 | 5 | 7.5 | 10 | 14 | 22.3 | 25.8 | 27.8 | 32.7 | 36.88 | 41.06 | 45.24 | 49.42 | 53.6 | 56.8 | 60 | 63.2 | 68.8 | 74.4 | 80 | 80 | 80 | 80 | 80 | 80 | 80 | 80 | 80 | NULL
873 |  | RES1 | USACE Wilmington | One-Story, USACE - Wilmington: one story, Pile foundation | 0 | 0 | 4.83 | 5.5 | 9.3 | 13.6 | 23.3 | 36 | 39 | 45.5 | 47.12 | 48.74 | 50.36 | 51.98 | 53.6 | 57.58 | 61.56 | 65.54 | 69.52 | 73.5 | 80 | 80 | 80 | 80 | 80 | 80 | 80 | 80 | 80 | NULL
874 |  | RES1 | USACE Wilmington | Split Level, USACE - Wilmington: split level | 0 | 0 | 0 | 0 | 2.8 | 4.8 | 7 | 11.4 | 15.8 | 20.2 | 24.76 | 29.32 | 33.88 | 38.44 | 43 | 46.76 | 50.52 | 54.28 | 58.04 | 61.8 | 66.6 | 66.6 | 66.6 | 66.6 | 66.6 | 66.6 | 66.6 | 66.6 | 66.6 | NULL
875 |  | RES1 | USACE Wilmington | Two or More, USACE - Wilmington: two story | 0 | 0 | 0.53 | 0.6 | 7 | 9.1 | 14.5 | 18 | 21.5 | 25 | 27.2 | 29.4 | 31.6 | 33.8 | 36 | 39.6 | 43.2 | 46.8 | 50.4 | 54 | 57 | 57 | 57 | 57 | 57 | 57 | 57 | 57 | 57 | NULL
876 |  | RES1 | USACE Wilmington | Two or More, USACE - Wilmington: two story w/ 1/2 living area below | 0 | 0 | 0.28 | 0.34 | 0.4 | 2.2 | 3.74 | 5.28 | 6.82 | 8.36 | 9.9 | 10.2 | 12.6 | 15.8 | 20.8 | 26.25 | 31.7 | 35.5 | 38.1 | 40.7 | 43.3 | 43.3 | 43.3 | 43.3 | 43.3 | 43.3 | 43.3 | 43.3 | 43.3 | NULL
877 |  | RES1 | USACE Wilmington | Two or More, USACE - Wilmington: two story, Pile foundation | 0 | 0 | 3.3 | 3.5 | 7 | 9.1 | 14.5 | 22.9 | 25.3 | 29 | 30.58 | 32.16 | 33.74 | 35.32 | 36.9 | 40.48 | 44.06 | 47.64 | 51.22 | 54.8 | 57.34 | 57.34 | 57.34 | 57.34 | 57.34 | 57.34 | 57.34 | 57.34 | 57.34 | NULL
878 |  | RES1 | USACE Generic | One-Story, USACE Generic, with Basement | 0 | 0 | 13.8 | 19.4 | 25.5 | 32 | 38.7 | 45.5 | 52.2 | 58.6 | 64.5 | 69.8 | 74.2 | 77.7 | 80.1 | 81.1 | 81.1 | 81.1 | 81.1 | 81.1 | 81.1 | 81.1 | 81.1 | 81.1 | 81.1 | 81.1 | 81.1 | 81.1 | 81.1 | NULL
879 |  | RES1 | USACE Generic | One-Story, USACE Generic, with No Basement | 0 | 0 | 0 | 2.5 | 13.4 | 23.3 | 32.1 | 40.1 | 47.1 | 53.2 | 58.6 | 63.2 | 67.2 | 70.5 | 73.2 | 75.4 | 77.2 | 78.5 | 79.5 | 80.2 | 80.7 | 80.7 | 80.7 | 80.7 | 80.7 | 80.7 | 80.7 | 80.7 | 80.7 | NULL
880 |  | RES1 | USACE Generic | Split-Level, USACE Generic, with Basement | 0 | 0 | 10.4 | 14.2 | 18.5 | 23.2 | 28.2 | 33.4 | 38.6 | 43.8 | 48.8 | 53.5 | 57.8 | 61.6 | 64.8 | 67.2 | 68.8 | 69.3 | 69.3 | 69.3 | 69.3 | 69.3 | 69.3 | 69.3 | 69.3 | 69.3 | 69.3 | 69.3 | 69.3 | NULL
881 |  | RES1 | USACE Generic | Split-Level, USACE Generic, with No Basement | 0 | 0 | 0 | 6.4 | 7.2 | 9.4 | 12.9 | 17.4 | 22.8 | 28.9 | 35.5 | 42.3 | 49.2 | 56.1 | 62.6 | 68.6 | 73.9 | 78.4 | 81.7 | 83.8 | 84.4 | 84.4 | 84.4 | 84.4 | 84.4 | 84.4 | 84.4 | 84.4 | 84.4 | NULL
882 |  | RES1 | USACE Generic | Two or More Stories, USACE Generic, with Basement | 0 | 0 | 10.2 | 13.9 | 17.9 | 22.3 | 27 | 31.9 | 36.9 | 41.9 | 46.9 | 51.8 | 56.4 | 60.8 | 64.8 | 68.4 | 71.4 | 73.7 | 75.4 | 76.4 | 76.4 | 76.4 | 76.4 | 76.4 | 76.4 | 76.4 | 76.4 | 76.4 | 76.4 | NULL
883 |  | RES1 | USACE Generic | Two or More Stories, USACE Generic, with No Basement | 0 | 0 | 0 | 3 | 9.3 | 15.2 | 20.9 | 26.3 | 31.4 | 36.2 | 40.7 | 44.9 | 48.8 | 52.4 | 55.7 | 58.7 | 61.4 | 63.8 | 65.9 | 67.7 | 69.2 | 69.2 | 69.2 | 69.2 | 69.2 | 69.2 | 69.2 | 69.2 | 69.2 | NULL
884 |  | RES1 | FEMA PFRA 2020 | SFH 1-Story Deep Fnd Saltwater Inundation | 0 | 0 | 0 | 0.48455 | 11.2627 | 28.9625 | 38.35 | 44.3874 | 50.9345 | 56.3199 | 62.7053 | 66.3936 | 70.5892 | 74.5028 | 76.7093 | 79.3164 | 81.4877 | 83.734 | 85.8918 | 87.7618 | 89.3336 | 89.3336 | 89.3336 | 89.3336 | 89.3336 | 89.3336 | 89.3336 | 89.3336 | 89.3336 | Applies to Milliman FoundationType (9) BasementFinishType 0
885 |  | RES1 | FEMA PFRA 2020 | SFH 1-Story Deep Fnd 1ft-2.9ft Waves | 1.5 | 2.4 | 3 | 3.9392 | 13.8839 | 31.5692 | 41.8015 | 48.3823 | 55.5186 | 61.3887 | 68.3487 | 72.3691 | 76.9422 | 81.208 | 83.6132 | 86.4548 | 88.8216 | 91.2701 | 93.6221 | 95.6604 | 97.3737 | 97.3737 | 97.3737 | 97.3737 | 97.3737 | 97.3737 | 97.3737 | 97.3737 | 97.3737 | Applies to Milliman FoundationType (9) BasementFinishType 0
886 |  | RES1 | FEMA PFRA 2020 | SFH 1-Story Deep Fnd 3ft and Greater Waves | 5 | 8 | 10 | 12 | 20 | 37.6513 | 49.855 | 57.7036 | 66.2149 | 73.2159 | 81.5169 | 86.3117 | 91.7659 | 96.8536 | 99.7221 | 100 | 100 | 100 | 100 | 100 | 100 | 100 | 100 | 100 | 100 | 100 | 100 | 100 | 100 | Applies to Milliman FoundationType (9) BasementFinishType 0
887 |  | RES1 | FEMA PFRA 2020 | SFH 2-Story Deep Fnd Saltwater Inundation | 0 | 0 | 0 | 0.36527 | 8.4904 | 21.8333 | 28.91 | 33.4613 | 38.3968 | 42.4565 | 47.2701 | 50.0506 | 53.2134 | 56.1636 | 57.827 | 59.7923 | 61.4292 | 63.1226 | 64.7492 | 66.1589 | 67.3438 | 67.3438 | 67.3438 | 67.3438 | 67.3438 | 67.3438 | 67.3438 | 67.3438 | 67.3438 | Applies to Milliman FoundationType (9) BasementFinishType 0
888 |  | RES1 | FEMA PFRA 2020 | SFH 2-Story Deep Fnd 1ft-2.9ft Waves | 0 | 1.56e-16 | 0.45 | 0.74788 | 9.9511 | 23.3833 | 33.1745 | 41.4229 | 49.6777 | 56.7196 | 61 | 65.3354 | 68.7494 | 72.3145 | 75.2789 | 77.2546 | 79.9004 | 81.6858 | 83.7244 | 85.3112 | 86.7407 | 86.7407 | 86.7407 | 86.7407 | 86.7407 | 86.7407 | 86.7407 | 86.7407 | 86.7407 | Applies to Milliman FoundationType (9) BasementFinishType 0
889 |  | RES1 | FEMA PFRA 2020 | SFH 2-Story Deep Fnd 3ft and Greater Waves | 0 | 5.2e-16 | 1.5 | 1.6406 | 13.3594 | 27 | 43.125 | 60 | 76 | 90 | 100 | 100 | 100 | 100 | 100 | 100 | 100 | 100 | 100 | 100 | 100 | 100 | 100 | 100 | 100 | 100 | 100 | 100 | 100 | Applies to Milliman FoundationType (9) BasementFinishType 0
890 |  | RES1 | FEMA PFRA 2020 | SFH 1-Story Shallow Fnd Saltwater Inundation | 0 | 0 | 0 | 0.48455 | 11.2627 | 28.9625 | 38.35 | 44.3874 | 50.9345 | 56.3199 | 62.7053 | 66.3936 | 70.5892 | 74.5028 | 76.7093 | 79.3164 | 81.4877 | 83.734 | 85.8918 | 87.7618 | 89.3336 | 89.3336 | 89.3336 | 89.3336 | 89.3336 | 89.3336 | 89.3336 | 89.3336 | 89.3336 | Applies to Milliman FoundationType (4,6,7,8) BasementFinishType 0
891 |  | RES1 | FEMA PFRA 2020 | SFH 1-Story Shallow Fnd 1ft-2.9ft Waves | 3.2 | 4 | 4.8 | 8.2907 | 21.8182 | 37.3195 | 46.0915 | 53.1184 | 59.8471 | 66.3987 | 72.1479 | 76.5425 | 81.0949 | 84.5905 | 87.2256 | 89.9898 | 92.4926 | 95.0404 | 97.1351 | 99.0571 | 100 | 100 | 100 | 100 | 100 | 100 | 100 | 100 | 100 | Applies to Milliman FoundationType (4,6,7,8) BasementFinishType 0
892 |  | RES1 | FEMA PFRA 2020 | SFH 1-Story Shallow Fnd 3ft and Greater Waves | 8 | 10 | 12 | 20 | 37.6513 | 49.855 | 57.7036 | 66.2149 | 73.2159 | 81.5169 | 86.3117 | 91.7659 | 96.8536 | 99.7221 | 100 | 100 | 100 | 100 | 100 | 100 | 100 | 100 | 100 | 100 | 100 | 100 | 100 | 100 | 100 | Applies to Milliman FoundationType (4,6,7,8) BasementFinishType 0
893 |  | RES1 | FEMA PFRA 2020 | SFH 2-Story Shallow Fnd Saltwater Inundation | 0 | 0 | 0 | 0.36527 | 8.4904 | 21.8333 | 28.91 | 33.4613 | 38.3968 | 42.4565 | 47.2701 | 50.0506 | 53.2134 | 56.1636 | 57.827 | 59.7923 | 61.4292 | 63.1226 | 64.7492 | 66.1589 | 67.3438 | 67.3438 | 67.3438 | 67.3438 | 67.3438 | 67.3438 | 67.3438 | 67.3438 | 67.3438 | Applies to Milliman FoundationType (4,6,7,8) BasementFinishType 0
894 |  | RES1 | FEMA PFRA 2020 | SFH 2-Story Shallow Fnd 1ft-2.9ft Waves | 2.08e-16 | 0.6 | 0.65625 | 5.5629 | 15.8942 | 30.35 | 41.346 | 50.4768 | 59.0381 | 65.4739 | 68.7621 | 72.0304 | 75.928 | 80.0982 | 81.8962 | 85.0754 | 86.8575 | 89.0735 | 90.8495 | 92.4953 | 94.0063 | 94.0063 | 94.0063 | 94.0063 | 94.0063 | 94.0063 | 94.0063 | 94.0063 | 94.0063 | Applies to Milliman FoundationType (4,6,7,8) BasementFinishType 0
895 |  | RES1 | FEMA PFRA 2020 | SFH 2-Story Shallow Fnd 3ft and Greater Waves | 5.2e-16 | 1.5 | 1.6406 | 13.3594 | 27 | 43.125 | 60 | 76 | 90 | 100 | 100 | 100 | 100 | 100 | 100 | 100 | 100 | 100 | 100 | 100 | 100 | 100 | 100 | 100 | 100 | 100 | 100 | 100 | 100 | Applies to Milliman FoundationType (4,6,7,8) BasementFinishType 0
896 |  | RES1 | FEMA PFRA 2020 | SFH 1-Story Basement Saltwater Inundation - Unfinished | 0 | 0 | 5 | 7 | 16.2627 | 33.9625 | 43.35 | 49.3874 | 55.9345 | 61.3199 | 67.7053 | 71.3936 | 75.5892 | 79.5028 | 81.7093 | 84.3164 | 86.4877 | 88.734 | 90.8918 | 92.7618 | 94.3336 | 94.3336 | 94.3336 | 94.3336 | 94.3336 | 94.3336 | 94.3336 | 94.3336 | 94.3336 | Applies to Milliman FoundationType (2) BasementFinishType 1
897 |  | RES1 | FEMA PFRA 2020 | SFH 1-Story Basement 1ft-2.9ft Waves - Unfinished | 8 | 9 | 12.5 | 16 | 29.457 | 44.4088 | 53.0268 | 60.3011 | 67.0752 | 73.9184 | 79.5085 | 84.0798 | 88.7214 | 92.1125 | 93.3547 | 94.6582 | 95.7439 | 96.867 | 97.9459 | 98.8809 | 99.6668 | 99.6668 | 99.6668 | 99.6668 | 99.6668 | 99.6668 | 99.6668 | 99.6668 | 99.6668 | Applies to Milliman FoundationType (2) BasementFinishType 1
898 |  | RES1 | FEMA PFRA 2020 | SFH 1-Story Basement 3ft and Greater Waves - Unfinished | 16 | 18 | 20 | 25 | 42.6513 | 54.855 | 62.7036 | 71.2149 | 78.2159 | 86.5169 | 91.3117 | 96.7659 | 100 | 100 | 100 | 100 | 100 | 100 | 100 | 100 | 100 | 100 | 100 | 100 | 100 | 100 | 100 | 100 | 100 | Applies to Milliman FoundationType (2) BasementFinishType 1
899 |  | RES1 | FEMA PFRA 2020 | SFH 1-Story Basement Saltwater Inundation - Finished | 0 | 0 | 15 | 17 | 26.2627 | 43.9625 | 53.35 | 59.3874 | 65.9345 | 71.3199 | 77.7053 | 81.3936 | 85.5892 | 89.5028 | 91.7093 | 94.3164 | 96.4877 | 98.734 | 100 | 100 | 100 | 100 | 100 | 100 | 100 | 100 | 100 | 100 | 100 | Applies to Milliman FoundationType (2) BasementFinishType 2
900 |  | RES1 | FEMA PFRA 2020 | SFH 1-Story Basement 1ft-2.9ft Waves - Finished | 8 | 9 | 17.5 | 21 | 34.457 | 49.4088 | 58.0268 | 65.3011 | 72.0752 | 78.9184 | 84.5085 | 89.0798 | 93.7214 | 97.1125 | 98.3547 | 99.6582 | 100 | 100 | 100 | 100 | 100 | 100 | 100 | 100 | 100 | 100 | 100 | 100 | 100 | Applies to Milliman FoundationType (2) BasementFinishType 2
901 |  | RES1 | FEMA PFRA 2020 | SFH 1-Story Basement 3ft and Greater Waves - Finished | 16 | 18 | 20 | 25 | 42.6513 | 54.855 | 62.7036 | 71.2149 | 78.2159 | 86.5169 | 91.3117 | 96.7659 | 100 | 100 | 100 | 100 | 100 | 100 | 100 | 100 | 100 | 100 | 100 | 100 | 100 | 100 | 100 | 100 | 100 | Applies to Milliman FoundationType (2) BasementFinishType 2
902 |  | RES1 | FEMA PFRA 2020 | SFH 2-Story Basement Saltwater Inundation - Unfinished | 0 | 0 | 5 | 7 | 11.4904 | 24.8333 | 31.91 | 36.4613 | 41.3968 | 45.4565 | 50.2701 | 53.0506 | 56.2134 | 59.1636 | 60.827 | 62.7923 | 64.4292 | 66.1226 | 67.7492 | 69.1589 | 70.3438 | 70.3438 | 70.3438 | 70.3438 | 70.3438 | 70.3438 | 70.3438 | 70.3438 | 70.3438 | Applies to Milliman FoundationType (2) BasementFinishType 1
903 |  | RES1 | FEMA PFRA 2020 | SFH 2-Story Basement 1ft-2.9ft Waves - Unfinished | 6 | 7 | 10.5 | 14.1797 | 23.2452 | 37.9791 | 49.955 | 60.2306 | 69.6984 | 76.7283 | 79.1351 | 80.5253 | 82.1067 | 83.5818 | 84.4135 | 85.3962 | 86.2146 | 87.0613 | 87.8746 | 88.5794 | 89.1719 | 89.1719 | 89.1719 | 89.1719 | 89.1719 | 89.1719 | 89.1719 | 89.1719 | 89.1719 | Applies to Milliman FoundationType (2) BasementFinishType 1
904 |  | RES1 | FEMA PFRA 2020 | SFH 2-Story Basement 3ft and Greater Waves - Unfinished | 12 | 14 | 16 | 21.3594 | 35 | 51.125 | 68 | 84 | 98 | 100 | 100 | 100 | 100 | 100 | 100 | 100 | 100 | 100 | 100 | 100 | 100 | 100 | 100 | 100 | 100 | 100 | 100 | 100 | 100 | Applies to Milliman FoundationType (2) BasementFinishType 1
905 |  | RES1 | FEMA PFRA 2020 | SFH 2-Story Basement Saltwater Inundation - Finished | 0 | 0 | 15 | 17 | 21.4904 | 34.8333 | 41.91 | 46.4613 | 51.3968 | 55.4565 | 60.2701 | 63.0506 | 66.2134 | 69.1636 | 70.827 | 72.7923 | 74.4292 | 76.1226 | 77.7492 | 79.1589 | 80.3438 | 80.3438 | 80.3438 | 80.3438 | 80.3438 | 80.3438 | 80.3438 | 80.3438 | 80.3438 | Applies to Milliman FoundationType (2) BasementFinishType 2
906 |  | RES1 | FEMA PFRA 2020 | SFH 2-Story Basement 1ft-2.9ft Waves - Finished | 6 | 7 | 15.5 | 19.1797 | 28.2452 | 42.9791 | 54.955 | 65.2306 | 74.6984 | 81.7283 | 84.1351 | 85.5253 | 87.1067 | 88.5818 | 89.4135 | 90.3962 | 91.2146 | 92.0613 | 92.8746 | 93.5794 | 94.1719 | 94.1719 | 94.1719 | 94.1719 | 94.1719 | 94.1719 | 94.1719 | 94.1719 | 94.1719 | Applies to Milliman FoundationType (2) BasementFinishType 2
907 |  | RES1 | FEMA PFRA 2020 | SFH 2-Story Basement 3ft and Greater Waves - Finished | 12 | 14 | 16 | 21.3594 | 35 | 51.125 | 68 | 84 | 98 | 100 | 100 | 100 | 100 | 100 | 100 | 100 | 100 | 100 | 100 | 100 | 100 | 100 | 100 | 100 | 100 | 100 | 100 | 100 | 100 | Applies to Milliman FoundationType (2) BasementFinishType 2
908 |  | RES1 | FEMA PFRA 2021 | SFH 1-Story Deep Fnd Freshwater Inundation | 0 | 0 | 0 | 0.37273 | 8.6636 | 22.2789 | 29.5 | 34.1441 | 39.1804 | 43.323 | 48.2348 | 51.072 | 54.2994 | 57.3098 | 59.0072 | 61.0126 | 62.6829 | 64.4108 | 66.0706 | 67.5091 | 68.7182 | 68.7182 | 68.7182 | 68.7182 | 68.7182 | 68.7182 | 68.7182 | 68.7182 | 68.7182 | Applies to Milliman FoundationType (9) BasementFinishType 0
909 |  | RES1 | FEMA PFRA 2021 | SFH 2-Story Deep Fnd Freshwater Inundation | 0 | 0 | 0 | 0.27955 | 6.4977 | 16.7092 | 22.125 | 25.6081 | 29.3853 | 32.4922 | 36.1761 | 38.304 | 40.7245 | 42.9824 | 44.2554 | 45.7594 | 47.0121 | 48.3081 | 49.553 | 50.6318 | 51.5386 | 51.5386 | 51.5386 | 51.5386 | 51.5386 | 51.5386 | 51.5386 | 51.5386 | 51.5386 | Applies to Milliman FoundationType (9) BasementFinishType 0
910 |  | RES1 | FEMA PFRA 2021 | SFH 1-Story Shallow Fnd Freshwater Inundation | 0 | 0 | 0 | 0.37273 | 8.6636 | 22.2789 | 29.5 | 34.1441 | 39.1804 | 43.323 | 48.2348 | 51.072 | 54.2994 | 57.3098 | 59.0072 | 61.0126 | 62.6829 | 64.4108 | 66.0706 | 67.5091 | 68.7182 | 68.7182 | 68.7182 | 68.7182 | 68.7182 | 68.7182 | 68.7182 | 68.7182 | 68.7182 | Applies to Milliman FoundationType (4,6,7,8) BasementFinishType 0
911 |  | RES1 | FEMA PFRA 2021 | SFH 2-Story Shallow Fnd Freshwater Inundation | 0 | 0 | 0 | 0.27955 | 6.4977 | 16.7092 | 22.125 | 25.6081 | 29.3853 | 32.4922 | 36.1761 | 38.304 | 40.7245 | 42.9824 | 44.2554 | 45.7594 | 47.0121 | 48.3081 | 49.553 | 50.6318 | 51.5386 | 51.5386 | 51.5386 | 51.5386 | 51.5386 | 51.5386 | 51.5386 | 51.5386 | 51.5386 | Applies to Milliman FoundationType (4,6,7,8) BasementFinishType 0
912 |  | RES1 | FEMA PFRA 2021 | SFH 1-Story Basement Freshwater Inundation - Unfinished | 0 | 0 | 3 | 5.3727 | 13.6636 | 27.2789 | 34.5 | 39.1441 | 44.1804 | 48.323 | 53.2348 | 56.072 | 59.2994 | 62.3098 | 64.0072 | 66.0126 | 67.6829 | 69.4108 | 71.0706 | 72.5091 | 73.7182 | 73.7182 | 73.7182 | 73.7182 | 73.7182 | 73.7182 | 73.7182 | 73.7182 | 73.7182 | Applies to Milliman FoundationType (2) BasementFinishType 1
913 |  | RES1 | FEMA PFRA 2021 | SFH 1-Story Basement Freshwater Inundation - Finished | 0 | 0 | 13 | 15.3727 | 23.6636 | 37.2789 | 44.5 | 49.1441 | 54.1804 | 58.323 | 63.2348 | 66.072 | 69.2994 | 72.3098 | 74.0072 | 76.0126 | 77.6829 | 79.4108 | 81.0706 | 82.5091 | 83.7182 | 83.7182 | 83.7182 | 83.7182 | 83.7182 | 83.7182 | 83.7182 | 83.7182 | 83.7182 | Applies to Milliman FoundationType (2) BasementFinishType 2
914 |  | RES1 | FEMA PFRA 2021 | SFH 2-Story Basement Freshwater Inundation - Unfinished | 0 | 0 | 2 | 3.2795 | 9.4977 | 19.7092 | 25.125 | 28.6081 | 32.3853 | 35.4922 | 39.1761 | 41.304 | 43.7245 | 45.9824 | 47.2554 | 48.7594 | 50.0121 | 51.3081 | 52.553 | 53.6318 | 54.5386 | 54.5386 | 54.5386 | 54.5386 | 54.5386 | 54.5386 | 54.5386 | 54.5386 | 54.5386 | Applies to Milliman FoundationType (2) BasementFinishType 1
915 |  | RES1 | FEMA PFRA 2021 | SFH 2-Story Basement Freshwater Inundation - Finished | 0 | 0 | 12 | 13.2795 | 19.4977 | 29.7092 | 35.125 | 38.6081 | 42.3853 | 45.4922 | 49.1761 | 51.304 | 53.7245 | 55.9824 | 57.2554 | 58.7594 | 60.0121 | 61.3081 | 62.553 | 63.6318 | 64.5386 | 64.5386 | 64.5386 | 64.5386 | 64.5386 | 64.5386 | 64.5386 | 64.5386 | 64.5386 | Applies to Milliman FoundationType (2) BasementFinishType 2
916 |  | RES1 | FEMA PFRA 2021 | SFH 1-Story Pier / Crawlspace with openings - Freshwater Inundation Flooding | 0 | 0 | 0 | 5.3727 | 13.6636 | 27.2789 | 34.5 | 39.1441 | 44.1804 | 48.323 | 53.2348 | 56.072 | 59.2994 | 62.3098 | 64.0072 | 66.0126 | 67.6829 | 69.4108 | 71.0706 | 72.5091 | 73.7182 | 73.7182 | 73.7182 | 73.7182 | 73.7182 | 73.7182 | 73.7182 | 73.7182 | 73.7182 | NULL
917 |  | RES1 | FEMA PFRA 2021 | SFH 1-Story Pier / Crawlspace with openings - Freshwater Long Duration Inundation Flooding | 0 | 0 | 0 | 5.41 | 14.53 | 29.5068 | 37.45 | 42.5586 | 48.0984 | 52.6553 | 58.0583 | 61.1792 | 64.7293 | 68.0408 | 69.9079 | 72.1138 | 73.9511 | 75.8519 | 77.6777 | 79.26 | 80.59 | 80.59 | 80.59 | 80.59 | 80.59 | 80.59 | 80.59 | 80.59 | 80.59 | NULL
918 |  | RES1 | FEMA PFRA 2021 | SFH 1-Story Pier / Crawlspace with openings - Freshwater Moderate Velocity Flooding | 0 | 0 | 0 | 5.41 | 14.53 | 29.5068 | 37.45 | 42.5586 | 48.0984 | 52.6553 | 58.0583 | 61.1792 | 64.7293 | 68.0408 | 69.9079 | 72.1138 | 73.9511 | 75.8519 | 77.6777 | 79.26 | 80.59 | 80.59 | 80.59 | 80.59 | 80.59 | 80.59 | 80.59 | 80.59 | 80.59 | NULL
919 |  | RES1 | FEMA PFRA 2021 | SFH 1-Story Pier / Crawlspace with openings - Freshwater High Velocity Flooding | 0 | 0 | 0 | 5.5218 | 17.1291 | 36.1904 | 46.3 | 52.8018 | 59.8526 | 65.6522 | 72.5288 | 76.5008 | 81.0191 | 85.2337 | 87.6101 | 90.4176 | 92.756 | 95.1751 | 97.4989 | 99.5127 | 100 | 100 | 100 | 100 | 100 | 100 | 100 | 100 | 100 | NULL
920 |  | RES1 | FEMA PFRA 2021 | SFH 2-Story Pier / Crawlspace with openings - Freshwater Inundation Flooding | 0 | 0 | 0 | 5.2795 | 11.4977 | 21.7092 | 27.125 | 30.6081 | 34.3853 | 37.4922 | 41.1761 | 43.304 | 45.7245 | 47.9824 | 49.2554 | 50.7594 | 52.0121 | 53.3081 | 54.553 | 55.6318 | 56.5386 | 56.5386 | 56.5386 | 56.5386 | 56.5386 | 56.5386 | 56.5386 | 56.5386 | 56.5386 | NULL
921 |  | RES1 | FEMA PFRA 2021 | SFH 2-Story Pier / Crawlspace with openings - Freshwater Long Duration Inundation Flooding | 0 | 0 | 0 | 5.3075 | 12.1475 | 23.3801 | 29.3375 | 33.1689 | 37.3238 | 40.7415 | 44.7937 | 47.1344 | 49.797 | 52.2806 | 53.6809 | 55.3354 | 56.7134 | 58.1389 | 59.5083 | 60.695 | 61.6925 | 61.6925 | 61.6925 | 61.6925 | 61.6925 | 61.6925 | 61.6925 | 61.6925 | 61.6925 | NULL
922 |  | RES1 | FEMA PFRA 2021 | SFH 2-Story Pier / Crawlspace with openings - Freshwater Moderate Velocity Flooding | 0 | 0 | 0 | 5.3355 | 12.7973 | 25.051 | 31.55 | 35.7297 | 40.2624 | 43.9907 | 48.4113 | 50.9648 | 53.8694 | 56.5788 | 58.1065 | 59.9113 | 61.4146 | 62.9697 | 64.4635 | 65.7582 | 66.8464 | 66.8464 | 66.8464 | 66.8464 | 66.8464 | 66.8464 | 66.8464 | 66.8464 | 66.8464 | NULL
923 |  | RES1 | FEMA PFRA 2021 | SFH 2-Story Pier / Crawlspace with openings - Freshwater High Velocity Flooding | 0 | 0 | 0 | 5.4193 | 14.7466 | 30.0637 | 38.1875 | 43.4122 | 49.0779 | 53.7384 | 59.2642 | 62.456 | 66.0868 | 69.4735 | 71.3831 | 73.6392 | 75.5182 | 77.4621 | 79.3294 | 80.9477 | 82.308 | 82.308 | 82.308 | 82.308 | 82.308 | 82.308 | 82.308 | 82.308 | 82.308 | NULL
924 |  | RES1 | FEMA PFRA 2021 | SFH 1-Story Crawlspace without openings - Freshwater Inundation Flooding | 0 | 0 | 0 | 5.3727 | 13.6636 | 27.2789 | 34.5 | 39.1441 | 44.1804 | 48.323 | 53.2348 | 56.072 | 59.2994 | 62.3098 | 64.0072 | 66.0126 | 67.6829 | 69.4108 | 71.0706 | 72.5091 | 73.7182 | 73.7182 | 73.7182 | 73.7182 | 73.7182 | 73.7182 | 73.7182 | 73.7182 | 73.7182 | NULL
925 |  | RES1 | FEMA PFRA 2021 | SFH 1-Story Crawlspace without openings - Freshwater Long Duration Inundation Flooding | 0 | 0 | 0 | 5.41 | 14.53 | 29.5068 | 37.45 | 42.5586 | 48.0984 | 52.6553 | 58.0583 | 61.1792 | 64.7293 | 68.0408 | 69.9079 | 72.1138 | 73.9511 | 75.8519 | 77.6777 | 79.26 | 80.59 | 80.59 | 80.59 | 80.59 | 80.59 | 80.59 | 80.59 | 80.59 | 80.59 | NULL
926 |  | RES1 | FEMA PFRA 2021 | SFH 1-Story Crawlspace without openings - Freshwater Moderate Velocity Flooding | 0 | 0 | 0 | 5.41 | 14.53 | 29.5068 | 37.45 | 42.5586 | 48.0984 | 52.6553 | 58.0583 | 61.1792 | 64.7293 | 68.0408 | 69.9079 | 72.1138 | 73.9511 | 75.8519 | 77.6777 | 79.26 | 80.59 | 80.59 | 80.59 | 80.59 | 80.59 | 80.59 | 80.59 | 80.59 | 80.59 | NULL
927 |  | RES1 | FEMA PFRA 2021 | SFH 1-Story Crawlspace without openings - Freshwater High Velocity Flooding | 0 | 0 | 0 | 10.5218 | 22.1291 | 41.1904 | 51.3 | 57.8018 | 64.8526 | 70.6522 | 77.5288 | 81.5008 | 86.0191 | 90.2337 | 92.6101 | 95.4176 | 97.756 | 100 | 100 | 100 | 100 | 100 | 100 | 100 | 100 | 100 | 100 | 100 | 100 | NULL
928 |  | RES1 | FEMA PFRA 2021 | SFH 2-Story Crawlspace without openings - Freshwater Inundation Flooding | 0 | 0 | 0 | 5.2795 | 11.4977 | 21.7092 | 27.125 | 30.6081 | 34.3853 | 37.4922 | 41.1761 | 43.304 | 45.7245 | 47.9824 | 49.2554 | 50.7594 | 52.0121 | 53.3081 | 54.553 | 55.6318 | 56.5386 | 56.5386 | 56.5386 | 56.5386 | 56.5386 | 56.5386 | 56.5386 | 56.5386 | 56.5386 | NULL
929 |  | RES1 | FEMA PFRA 2021 | SFH 2-Story Crawlspace without openings - Freshwater Long Duration Inundation Flooding | 0 | 0 | 0 | 5.3075 | 12.1475 | 23.3801 | 29.3375 | 33.1689 | 37.3238 | 40.7415 | 44.7937 | 47.1344 | 49.797 | 52.2806 | 53.6809 | 55.3354 | 56.7134 | 58.1389 | 59.5083 | 60.695 | 61.6925 | 61.6925 | 61.6925 | 61.6925 | 61.6925 | 61.6925 | 61.6925 | 61.6925 | 61.6925 | NULL
930 |  | RES1 | FEMA PFRA 2021 | SFH 2-Story Crawlspace without openings - Freshwater Moderate Velocity Flooding | 0 | 0 | 0 | 5.3355 | 12.7973 | 25.051 | 31.55 | 35.7297 | 40.2624 | 43.9907 | 48.4113 | 50.9648 | 53.8694 | 56.5788 | 58.1065 | 59.9113 | 61.4146 | 62.9697 | 64.4635 | 65.7582 | 66.8464 | 66.8464 | 66.8464 | 66.8464 | 66.8464 | 66.8464 | 66.8464 | 66.8464 | 66.8464 | NULL
931 |  | RES1 | FEMA PFRA 2021 | SFH 2-Story Crawlspace without openings - Freshwater High Velocity Flooding | 0 | 0 | 0 | 10.4193 | 19.7466 | 35.0637 | 43.1875 | 48.4122 | 54.0779 | 58.7384 | 64.2642 | 67.456 | 71.0868 | 74.4735 | 76.3831 | 78.6392 | 80.5182 | 82.4621 | 84.3294 | 85.9477 | 87.308 | 87.308 | 87.308 | 87.308 | 87.308 | 87.308 | 87.308 | 87.308 | 87.308 | NULL
932 |  | RES1 | FEMA PFRA 2021 | SFH 1-Story Slab on Grade - Freshwater Inundation Flooding | 0 | 0 | 0 | 0 | 6.1636 | 19.7789 | 27 | 31.6441 | 36.6804 | 40.823 | 45.7348 | 48.572 | 51.7994 | 54.8098 | 56.5072 | 58.5126 | 60.1829 | 61.9108 | 63.5706 | 65.0091 | 66.2182 | 66.2182 | 66.2182 | 66.2182 | 66.2182 | 66.2182 | 66.2182 | 66.2182 | 66.2182 | NULL
933 |  | RES1 | FEMA PFRA 2021 | SFH 1-Story Slab on Grade - Freshwater Long Duration Inundation Flooding | 0 | 0 | 0 | 0 | 7.03 | 22.0068 | 29.95 | 35.0586 | 40.5984 | 45.1553 | 50.5583 | 53.6792 | 57.2293 | 60.5408 | 62.4079 | 64.6138 | 66.4511 | 68.3519 | 70.1777 | 71.76 | 73.09 | 73.09 | 73.09 | 73.09 | 73.09 | 73.09 | 73.09 | 73.09 | 73.09 | NULL
934 |  | RES1 | FEMA PFRA 2021 | SFH 1-Story Slab on Grade - Freshwater Moderate Velocity Flooding | 0 | 0 | 0 | 0 | 7.03 | 22.0068 | 29.95 | 35.0586 | 40.5984 | 45.1553 | 50.5583 | 53.6792 | 57.2293 | 60.5408 | 62.4079 | 64.6138 | 66.4511 | 68.3519 | 70.1777 | 71.76 | 73.09 | 73.09 | 73.09 | 73.09 | 73.09 | 73.09 | 73.09 | 73.09 | 73.09 | NULL
935 |  | RES1 | FEMA PFRA 2021 | SFH 1-Story Slab on Grade - Freshwater High Velocity Flooding | 0 | 0 | 0 | 0 | 9.6291 | 28.6904 | 38.8 | 45.3018 | 52.3526 | 58.1522 | 65.0288 | 69.0008 | 73.5191 | 77.7337 | 80.1101 | 82.9176 | 85.256 | 87.6751 | 89.9989 | 92.0127 | 93.7055 | 93.7055 | 93.7055 | 93.7055 | 93.7055 | 93.7055 | 93.7055 | 93.7055 | 93.7055 | NULL
936 |  | RES1 | FEMA PFRA 2021 | SFH 2-Story Slab on Grade - Freshwater Inundation Flooding | 0 | 0 | 0 | 0 | 3.9977 | 14.2092 | 19.625 | 23.1081 | 26.8853 | 29.9922 | 33.6761 | 35.804 | 38.2245 | 40.4824 | 41.7554 | 43.2594 | 44.5121 | 45.8081 | 47.053 | 48.1318 | 49.0386 | 49.0386 | 49.0386 | 49.0386 | 49.0386 | 49.0386 | 49.0386 | 49.0386 | 49.0386 | NULL
937 |  | RES1 | FEMA PFRA 2021 | SFH 2-Story Slab on Grade - Freshwater Long Duration Inundation Flooding | 0 | 0 | 0 | 0 | 4.6475 | 15.8801 | 21.8375 | 25.6689 | 29.8238 | 33.2415 | 37.2937 | 39.6344 | 42.297 | 44.7806 | 46.1809 | 47.8354 | 49.2134 | 50.6389 | 52.0083 | 53.195 | 54.1925 | 54.1925 | 54.1925 | 54.1925 | 54.1925 | 54.1925 | 54.1925 | 54.1925 | 54.1925 | NULL
938 |  | RES1 | FEMA PFRA 2021 | SFH 2-Story Slab on Grade - Freshwater Moderate Velocity Flooding | 0 | 0 | 0 | 0 | 5.2973 | 17.551 | 24.05 | 28.2297 | 32.7624 | 36.4907 | 40.9113 | 43.4648 | 46.3694 | 49.0788 | 50.6065 | 52.4113 | 53.9146 | 55.4697 | 56.9635 | 58.2582 | 59.3464 | 59.3464 | 59.3464 | 59.3464 | 59.3464 | 59.3464 | 59.3464 | 59.3464 | 59.3464 | NULL
939 |  | RES1 | FEMA PFRA 2021 | SFH 2-Story Slab on Grade - Freshwater High Velocity Flooding | 0 | 0 | 0 | 0 | 7.2466 | 22.5637 | 30.6875 | 35.9122 | 41.5779 | 46.2384 | 51.7642 | 54.956 | 58.5868 | 61.9735 | 63.8831 | 66.1392 | 68.0182 | 69.9621 | 71.8294 | 73.4477 | 74.808 | 74.808 | 74.808 | 74.808 | 74.808 | 74.808 | 74.808 | 74.808 | 74.808 | NULL
940 |  | RES1 | FEMA PFRA 2021 | SFH 1-Story Basement - Freshwater Inundation Flooding | 0 | 0 | 9.6667 | 12.0394 | 20.3303 | 33.9455 | 41.1667 | 45.8108 | 50.8471 | 54.9897 | 59.9015 | 62.7387 | 65.966 | 68.9765 | 70.6739 | 72.6793 | 74.3495 | 76.0774 | 77.7373 | 79.1757 | 80.3848 | 80.3848 | 80.3848 | 80.3848 | 80.3848 | 80.3848 | 80.3848 | 80.3848 | 80.3848 | NULL
941 |  | RES1 | FEMA PFRA 2021 | SFH 1-Story Basement - Freshwater Long Duration Inundation Flooding | 0 | 0 | 10.6333 | 13.2433 | 22.3633 | 37.3401 | 45.2834 | 50.3919 | 55.9318 | 60.4886 | 65.8916 | 69.0126 | 72.5626 | 75.8741 | 77.7412 | 79.9472 | 81.7845 | 83.6852 | 85.511 | 87.0933 | 88.4233 | 88.4233 | 88.4233 | 88.4233 | 88.4233 | 88.4233 | 88.4233 | 88.4233 | 88.4233 | NULL
942 |  | RES1 | FEMA PFRA 2021 | SFH 1-Story Basement - Freshwater Moderate Velocity Flooding | 0 | 0 | 10.15 | 12.6414 | 21.3468 | 35.6428 | 43.225 | 48.1014 | 53.3894 | 57.7391 | 62.8966 | 65.8756 | 69.2643 | 72.4253 | 74.2075 | 76.3132 | 78.067 | 79.8813 | 81.6241 | 83.1345 | 84.4041 | 84.4041 | 84.4041 | 84.4041 | 84.4041 | 84.4041 | 84.4041 | 84.4041 | 84.4041 | NULL
943 |  | RES1 | FEMA PFRA 2021 | SFH 1-Story Basement - Freshwater High Velocity Flooding | 0 | 0 | 13.05 | 16.2532 | 27.4459 | 45.8265 | 55.575 | 61.8446 | 68.6435 | 74.236 | 80.867 | 84.6972 | 89.0541 | 93.1182 | 95.4097 | 98.117 | 100 | 100 | 100 | 100 | 100 | 100 | 100 | 100 | 100 | 100 | 100 | 100 | 100 | NULL
944 |  | RES1 | FEMA PFRA 2021 | SFH 2-Story Basement - Freshwater Inundation Flooding | 0 | 0 | 8.6667 | 9.9462 | 16.1644 | 26.3758 | 31.7917 | 35.2748 | 39.052 | 42.1589 | 45.8428 | 47.9707 | 50.3912 | 52.649 | 53.9221 | 55.4261 | 56.6788 | 57.9748 | 59.2196 | 60.2985 | 61.2053 | 61.2053 | 61.2053 | 61.2053 | 61.2053 | 61.2053 | 61.2053 | 61.2053 | 61.2053 | NULL
945 |  | RES1 | FEMA PFRA 2021 | SFH 2-Story Basement - Freshwater Long Duration Inundation Flooding | 0 | 0 | 9.5333 | 10.9408 | 17.7808 | 29.0134 | 34.9708 | 38.8023 | 42.9572 | 46.3748 | 50.4271 | 52.7678 | 55.4303 | 57.9139 | 59.3143 | 60.9687 | 62.3467 | 63.7722 | 65.1416 | 66.3283 | 67.3258 | 67.3258 | 67.3258 | 67.3258 | 67.3258 | 67.3258 | 67.3258 | 67.3258 | 67.3258 | NULL
946 |  | RES1 | FEMA PFRA 2021 | SFH 2-Story Basement - Freshwater Moderate Velocity Flooding | 0 | 0 | 9.5333 | 10.9408 | 17.7808 | 29.0134 | 34.9708 | 38.8023 | 42.9572 | 46.3748 | 50.4271 | 52.7678 | 55.4303 | 57.9139 | 59.3143 | 60.9687 | 62.3467 | 63.7722 | 65.1416 | 66.3283 | 67.3258 | 67.3258 | 67.3258 | 67.3258 | 67.3258 | 67.3258 | 67.3258 | 67.3258 | 67.3258 | NULL
947 |  | RES1 | FEMA PFRA 2021 | SFH 2-Story Basement - Freshwater High Velocity Flooding | 0 | 0 | 12.3933 | 14.2231 | 23.1151 | 37.7174 | 45.4621 | 50.4429 | 55.8443 | 60.2873 | 65.5552 | 68.5981 | 72.0594 | 75.2881 | 77.1085 | 79.2593 | 81.0507 | 82.9039 | 84.6841 | 86.2268 | 87.5236 | 87.5236 | 87.5236 | 87.5236 | 87.5236 | 87.5236 | 87.5236 | 87.5236 | 87.5236 | NULL
948 |  | RES1 | USACE NACCS | NACCS 5A - Single Story Residence - No Basement | 0 | 0 | 0 | 0 | 1 | 18 | 28 | 33 | 37.5 | 42 | 48.5 | 55 | 58.3333 | 61.6667 | 65 | 68.3333 | 71.6667 | 75 | 78.3333 | 81.6667 | 85 | 85 | 85 | 85 | 85 | 85 | 85 | 85 | 85 | NULL
949 |  | RES1 | USACE NACCS | NACCS 5A-Single Story Residence - No Basement Wave Crawlspace | 0 | 0 | 0 | 5 | 10 | 40 | 70 | 90 | 95 | 100 | 100 | 100 | 100 | 100 | 100 | 100 | 100 | 100 | 100 | 100 | 100 | 100 | 100 | 100 | 100 | 100 | 100 | 100 | 100 | NULL
950 |  | RES1 | USACE NACCS | NACCS 5B - Two Story Residence - No Basement | 0 | 0 | 0 | 0 | 5 | 15 | 20 | 25 | 27.5 | 30 | 40 | 50 | 53.3333 | 56.6667 | 60 | 63.3333 | 66.6667 | 70 | 73.3333 | 76.6667 | 80 | 80 | 80 | 80 | 80 | 80 | 80 | 80 | 80 | NULL
951 |  | RES1 | USACE NACCS | NACCS 5B-Two Story Residence - No Basement Wave Crawlspace | 0 | 0 | 0 | 10 | 20 | 36 | 50 | 86 | 93 | 100 | 100 | 100 | 100 | 100 | 100 | 100 | 100 | 100 | 100 | 100 | 100 | 100 | 100 | 100 | 100 | 100 | 100 | 100 | 100 | NULL
952 |  | RES1 | USACE NACCS | NACCS 6A - Single Story Residence With Basement | 0 | 0 | 7.5 | 10 | 18 | 30 | 35 | 40 | 55 | 70 | 80 | 90 | 91.6667 | 93.3333 | 95 | 96.6667 | 98.3333 | 100 | 100 | 100 | 100 | 100 | 100 | 100 | 100 | 100 | 100 | 100 | 100 | NULL
953 |  | RES1 | USACE NACCS | NACCS 6B - Two Story Residence With Basement | 0 | 0 | 8.5 | 10 | 15 | 25 | 30 | 35 | 42.5 | 50 | 55 | 60 | 63.3333 | 66.6667 | 70 | 73.3333 | 76.6667 | 80 | 83.3333 | 86.6667 | 90 | 90 | 90 | 90 | 90 | 90 | 90 | 90 | 90 | NULL
954 |  | RES1 | USACE NACCS | NACCS 7A - Building on Open Pile Foundation | 0 | 0 | 0.75 | 1.5 | 5 | 25 | 40 | 50 | 55 | 60 | 67.5 | 75 | 76.6667 | 78.3333 | 80 | 81.6667 | 83.3333 | 85 | 86.6667 | 88.3333 | 90 | 90 | 90 | 90 | 90 | 90 | 90 | 90 | 90 | NULL
955 |  | RES1 | USACE NACCS | NACCS 7A - Building on Open Pile Foundation Waves | 0 | 0 | 7 | 10 | 50 | 70 | 100 | 100 | 100 | 100 | 100 | 100 | 100 | 100 | 100 | 100 | 100 | 100 | 100 | 100 | 100 | 100 | 100 | 100 | 100 | 100 | 100 | 100 | 100 | NULL
956 |  | RES1 | USACE NACCS | NACCS 7B - Building on Pile Foundation with Enclosure | 0 | 0 | 8 | 12 | 20 | 35 | 40 | 60 | 65 | 70 | 75 | 80 | 86.6667 | 93.3333 | 100 | 100 | 100 | 100 | 100 | 100 | 100 | 100 | 100 | 100 | 100 | 100 | 100 | 100 | 100 | NULL
957 |  | RES1 | USACE NACCS | NACCS 7B - Building on Pile Foundation with Enclosure Waves | 0 | 0 | 27 | 40 | 60 | 85 | 100 | 100 | 100 | 100 | 100 | 100 | 100 | 100 | 100 | 100 | 100 | 100 | 100 | 100 | 100 | 100 | 100 | 100 | 100 | 100 | 100 | 100 | 100 | NULL
958 |  | RES1 | USACE Generic | Single Family Residential Structures, 1 Story with Basements | 5.2 | 9 | 13.8 | 19.4 | 25.5 | 32 | 38.7 | 45.5 | 52.2 | 58.6 | 64.5 | 69.8 | 74.2 | 77.7 | 80.1 | 81.1 | 81.1 | 81.1 | 81.1 | 81.1 | 81.1 | 81.1 | 81.1 | 81.1 | 81.1 | 81.1 | 81.1 | 81.1 | 81.1 | NULL
959 |  | RES1 | USACE Generic | Single Family Residential Structures, 2 or More Stories with Basements | 4.7 | 7.2 | 10.2 | 13.9 | 17.9 | 22.3 | 27 | 31.9 | 36.9 | 41.9 | 46.9 | 51.8 | 56.4 | 60.8 | 64.8 | 68.4 | 71.4 | 73.7 | 75.4 | 76.4 | 76.4 | 76.4 | 76.4 | 76.4 | 76.4 | 76.4 | 76.4 | 76.4 | 76.4 | NULL
960 |  | RES1 | USACE Generic | Single Family Residential Structures, Split Level with Basements | 4.7 | 10.4 | 14.2 | 18.5 | 23.2 | 28.2 | 33.4 | 38.6 | 43.8 | 48.8 | 53.5 | 57.8 | 61.6 | 64.8 | 67.2 | 68.8 | 69.3 | 69.3 | 69.3 | 69.3 | 69.3 | 69.3 | 69.3 | 69.3 | 69.3 | 69.3 | 69.3 | 69.3 | 69.3 | NULL
961 |  | RES1 | USACE Generic | Single Family Residential Structures, 1 Story with No Basement | 0 | 0 | 0 | 2.5 | 13.4 | 23.3 | 32.1 | 40.1 | 47.1 | 53.2 | 58.6 | 63.2 | 67.2 | 70.5 | 73.2 | 75.4 | 77.2 | 78.5 | 79.5 | 80.2 | 80.7 | 80.7 | 80.7 | 80.7 | 80.7 | 80.7 | 80.7 | 80.7 | 80.7 | NULL
962 |  | RES1 | USACE Generic | Single Family Residential Structures, 2 or More Stories with No Basements | 0 | 0 | 0 | 3 | 9.3 | 15.2 | 20.9 | 26.3 | 31.4 | 36.2 | 40.7 | 44.9 | 48.8 | 52.4 | 55.7 | 58.7 | 61.4 | 63.8 | 65.9 | 67.7 | 69.2 | 69.2 | 69.2 | 69.2 | 69.2 | 69.2 | 69.2 | 69.2 | 69.2 | NULL
963 |  | RES1 | USACE Generic | Single Family Residential Structures, Split Level with No Basements | 0 | 0 | 0 | 6.4 | 7.2 | 9.4 | 12.9 | 17.4 | 22.8 | 28.9 | 35.5 | 42.3 | 49.2 | 56.1 | 62.6 | 68.6 | 73.9 | 78.4 | 81.7 | 83.8 | 84.4 | 84.4 | 84.4 | 84.4 | 84.4 | 84.4 | 84.4 | 84.4 | 84.4 | NULL
964 |  | RES2 | FEMA FIMA | FEMA FIA Mobile Home Zone A | 0 | 0 | 0 | 0 | 8 | 44 | 63 | 73 | 78 | 80 | 81 | 82 | 82 | 82 | 82 | 82 | 82 | 82 | 82 | 82 | 82 | 82 | 82 | 82 | 82 | 82 | 82 | 82 | 82 | NULL
965 |  | RES2 | FEMA FIMA | FEMA FIA Mobile Home | 0 | 0 | 0 | 0 | 8 | 44 | 63 | 73 | 78 | 80 | 81 | 82 | 82 | 82 | 82 | 82 | 82 | 82 | 82 | 82 | 82 | 82 | 82 | 82 | 82 | 82 | 82 | 82 | 82 | NULL
966 |  | RES2 | FEMA FIMA | FEMA FIA (Default) Mobile Home | 0 | 0 | 0 | 0 | 8 | 44 | 63 | 73 | 78 | 80 | 81 | 82 | 82 | 82 | 82 | 82 | 82 | 82 | 82 | 82 | 82 | 82 | 82 | 82 | 82 | 82 | 82 | 82 | 82 | NULL
967 |  | RES2 | FEMA FIMA | FEMA FIA (Default) Mobile Home Zone A | 0 | 0 | 0 | 0 | 8 | 44 | 63 | 73 | 78 | 80 | 81 | 82 | 82 | 82 | 82 | 82 | 82 | 82 | 82 | 82 | 82 | 82 | 82 | 82 | 82 | 82 | 82 | 82 | 82 | NULL
968 |  | RES2 | FEMA BCA Toolkit | BCA Toolkit Manufactured Home CAZ and V Zone Expert Panel | 0 | 0 | 15 | 75 | 100 | 100 | 100 | 100 | 100 | 100 | 100 | 100 | 100 | 100 | 100 | 100 | 100 | 100 | 100 | 100 | 100 | 100 | 100 | 100 | 100 | 100 | 100 | 100 | 100 | Bottom of lowest horizontal member is 1.0 feet below top of floor. For a reinforced or pile foundation, change 75% to 45% at Flood Depth of -1 ft.
969 |  | RES2 | FEMA BCA Toolkit | BCA Toolkit Mobile Home Outside CAZ FEMA FIA Riverine (Adjusted) | 0 | 0 | 0 | 0 | 8 | 44 | 63 | 73 | 78 | 80 | 81 | 82 | 82 | 82 | 82 | 82 | 82 | 82 | 82 | 82 | 82 | 82 | 82 | 82 | 82 | 82 | 82 | 82 | 82 | Displacement and Loss of Function DDFs adjsuted based on values used for other USACE DDFs.
970 |  | RES2 | USACE Wilmington | mobile home, USACE - Wilmington: Mobile Home | 0 | 0 | 2 | 3 | 8 | 27.2 | 41.7 | 60 | 93 | 96 | 96.36 | 96.72 | 97.08 | 97.44 | 97.8 | 98 | 98.17 | 98.33 | 98.5 | 98.67 | 98.83 | 98.83 | 98.83 | 98.83 | 98.83 | 98.83 | 98.83 | 98.83 | 98.83 | NULL
971 |  | RES3 | Coastal Resilience Center | One-story residential building on a slab-on-grade foundation | 0 | 0 | 0 | 0 | 0 | 24.2458 | 39.6524 | 46.0891 | 51.1549 | 56.2936 | 61.6084 | 67.1666 | 72.8919 | 78.4797 | 83.559 | 87.8656 | 91.3037 | 93.9166 | 95.8258 | 97.1785 | 98.1145 | 98.7503 | 99.1764 | 99.459 | 99.6452 | 99.7673 | 99.8471 | 99.8993 | 99.9334 | NULL
972 |  | RES3 | Coastal Resilience Center | Two-story residential building on a slab-on-grade foundation | 0 | 0 | 0 | 0 | 0 | 19.9218 | 28.7519 | 31.4835 | 32.6451 | 33.3745 | 34.4774 | 36.8094 | 40.9217 | 46.7397 | 53.6618 | 60.9051 | 67.8047 | 73.9442 | 79.1483 | 83.4143 | 86.8357 | 89.5443 | 91.6754 | 93.3497 | 94.6673 | 95.7082 | 96.5342 | 97.1929 | 97.7206 | NULL
973 |  | RES3 | FEMA BCA Toolkit | Apartment, Engineered | 0 | 0 | 0 | 0 | 0 | 11 | 17.4026 | 21.2987 | 26.2208 | 29.5844 | 32.0649 | 34.1299 | 37.2468 | 38.9091 | 41.0519 | 41.0519 | 41.0519 | 41.0519 | 41.0519 | 41.0519 | 41.0519 | 41.0519 | 41.0519 | 41.0519 | 41.0519 | 41.0519 | 41.0519 | 41.0519 | 41.0519 | NULL
974 |  | RES3 | FEMA BCA Toolkit | Apartment, Non-Engineered | 0 | 0 | 0.47619 | 0.47619 | 0.95238 | 12.5238 | 20.381 | 25.9048 | 31.6667 | 33.5238 | 37.4762 | 39.4286 | 42.1905 | 45.1429 | 46.619 | 46.619 | 46.619 | 46.619 | 46.619 | 46.619 | 46.619 | 46.619 | 46.619 | 46.619 | 46.619 | 46.619 | 46.619 | 46.619 | 46.619 | NULL
975 |  | RES3 | FEMA CPFRA 2021 | Low Rise Apartment - Shallow Foundation - Freshwater - Adjusted | 0 | 0 | 0 | 0 | 0 | 9.9 | 15.66 | 19.17 | 23.58 | 26.64 | 28.89 | 30.69 | 33.48 | 35.01 | 36.99 | 38.97 | 40.95 | 42.93 | 44.91 | 46.89 | 48.87 | 48.87 | 48.87 | 48.87 | 48.87 | 48.87 | 48.87 | 48.87 | 48.87 | NULL
976 |  | RES3 | FEMA CPFRA 2021 | Low Rise Apartment - Shallow Foundation - Saltwater - Adjusted | 0 | 0 | 0 | 0 | 0 | 12.1 | 19.14 | 23.43 | 28.82 | 32.56 | 35.31 | 37.51 | 40.92 | 42.79 | 45.21 | 47.63 | 50.05 | 52.47 | 54.89 | 57.31 | 59.73 | 59.73 | 59.73 | 59.73 | 59.73 | 59.73 | 59.73 | 59.73 | 59.73 | NULL
977 |  | RES3 | FEMA CPFRA 2021 | Low Rise Apartment - Shallow Foundation - Moderate Waves - Adjusted | 0 | 0 | 0 | 0 | 0 | 14.3 | 22.62 | 27.69 | 34.06 | 38.48 | 41.73 | 44.33 | 48.36 | 50.57 | 53.43 | 56.29 | 59.15 | 62.01 | 64.87 | 67.73 | 70.59 | 70.59 | 70.59 | 70.59 | 70.59 | 70.59 | 70.59 | 70.59 | 70.59 | NULL
978 |  | RES3 | FEMA CPFRA 2021 | Low Rise Apartment - Shallow Foundation - High Waves - Adjusted (Source NACCS 1A-1) | 0 | 0 | 0 | 0 | 3.3 | 22 | 33 | 42.35 | 49.775 | 57.2 | 60.775 | 64.35 | 67.925 | 71.5 | 75.075 | 78.65 | 82.225 | 85.8 | 89.375 | 92.95 | 96.525 | 96.525 | 96.525 | 96.525 | 96.525 | 96.525 | 96.525 | 96.525 | 96.525 | NULL
979 |  | RES3 | FEMA CPFRA 2021 | Low Rise Apartment - Deep Foundation - Freshwater - Adjusted | 0 | 0 | 0 | 0 | 0 | 9.9 | 15.66 | 19.17 | 23.58 | 26.64 | 28.89 | 30.69 | 33.48 | 35.01 | 36.99 | 38.97 | 40.95 | 42.93 | 44.91 | 46.89 | 48.87 | 48.87 | 48.87 | 48.87 | 48.87 | 48.87 | 48.87 | 48.87 | 48.87 | NULL
980 |  | RES3 | FEMA CPFRA 2021 | Low Rise Apartment - Deep Foundation - Saltwater - Adjusted | 0 | 0 | 0 | 0 | 0 | 12.1 | 19.14 | 23.43 | 28.82 | 32.56 | 35.31 | 37.51 | 40.92 | 42.79 | 45.21 | 47.63 | 50.05 | 52.47 | 54.89 | 57.31 | 59.73 | 59.73 | 59.73 | 59.73 | 59.73 | 59.73 | 59.73 | 59.73 | 59.73 | NULL
981 |  | RES3 | FEMA CPFRA 2021 | Low Rise Apartment - Deep Foundation - Moderate Waves - Adjusted | 0 | 0 | 0 | 0 | 0 | 14.3 | 22.62 | 27.69 | 34.06 | 38.48 | 41.73 | 44.33 | 48.36 | 50.57 | 53.43 | 56.29 | 59.15 | 62.01 | 64.87 | 67.73 | 70.59 | 70.59 | 70.59 | 70.59 | 70.59 | 70.59 | 70.59 | 70.59 | 70.59 | NULL
982 |  | RES3 | FEMA CPFRA 2021 | Low Rise Apartment - Deep Foundation - High Waves - Adjusted (Source NACCS 1A-1) | 0 | 0 | 0 | 0 | 2.85 | 19 | 28.5 | 36.575 | 42.9875 | 49.4 | 52.4875 | 55.575 | 58.6625 | 61.75 | 64.8375 | 67.925 | 71.0125 | 74.1 | 77.1875 | 80.275 | 83.3625 | 83.3625 | 83.3625 | 83.3625 | 83.3625 | 83.3625 | 83.3625 | 83.3625 | 83.3625 | NULL
983 |  | RES3 | FEMA CPFRA 2021 | Low Rise Apartment - Basement Foundation - Freshwater - Adjusted | 12 | 12 | 12 | 12 | 12 | 21.9 | 27.66 | 31.17 | 35.58 | 38.64 | 40.89 | 42.69 | 45.48 | 47.01 | 48.99 | 50.97 | 52.95 | 54.93 | 56.91 | 58.89 | 60.87 | 60.87 | 60.87 | 60.87 | 60.87 | 60.87 | 60.87 | 60.87 | 60.87 | NULL
984 |  | RES3 | FEMA CPFRA 2021 | Low Rise Apartment - Basement Foundation - Saltwater - Adjusted | 12 | 12 | 12 | 12 | 12 | 24.1 | 31.14 | 35.43 | 40.82 | 44.56 | 47.31 | 49.51 | 52.92 | 54.79 | 57.21 | 59.63 | 62.05 | 64.47 | 66.89 | 69.31 | 71.73 | 71.73 | 71.73 | 71.73 | 71.73 | 71.73 | 71.73 | 71.73 | 71.73 | NULL
985 |  | RES3 | FEMA CPFRA 2021 | Low Rise Apartment - Basement Foundation - Moderate Waves - Adjusted | 12 | 12 | 12 | 12 | 12 | 26.3 | 34.62 | 39.69 | 46.06 | 50.48 | 53.73 | 56.33 | 60.36 | 62.57 | 65.43 | 68.29 | 71.15 | 74.01 | 76.87 | 79.73 | 82.59 | 82.59 | 82.59 | 82.59 | 82.59 | 82.59 | 82.59 | 82.59 | 82.59 | NULL
986 |  | RES3 | FEMA CPFRA 2021 | Low Rise Apartment - Basement Foundation - High Waves - Adjusted (Source NACCS 1A-1) | 12 | 12 | 12 | 12 | 14.61 | 29.4 | 38.1 | 45.495 | 51.3675 | 57.24 | 60.0675 | 62.895 | 65.7225 | 68.55 | 71.3775 | 74.205 | 77.0325 | 79.86 | 82.6875 | 85.515 | 88.3425 | 88.3425 | 88.3425 | 88.3425 | 88.3425 | 88.3425 | 88.3425 | 88.3425 | 88.3425 | NULL
987 |  | RES3 | FEMA CPFRA 2021 | Low Rise Apartment - Basement Foundation with Elevator - Freshwater - Adjusted | 15 | 15 | 15 | 15 | 15 | 24.9 | 30.66 | 34.17 | 38.58 | 41.64 | 43.89 | 45.69 | 48.48 | 50.01 | 51.99 | 53.97 | 55.95 | 57.93 | 59.91 | 61.89 | 63.87 | 63.87 | 63.87 | 63.87 | 63.87 | 63.87 | 63.87 | 63.87 | 63.87 | NULL
988 |  | RES3 | FEMA CPFRA 2021 | Low Rise Apartment - Basement Foundation with Elevator - Saltwater - Adjusted | 15 | 15 | 15 | 15 | 15 | 27.1 | 34.14 | 38.43 | 43.82 | 47.56 | 50.31 | 52.51 | 55.92 | 57.79 | 60.21 | 62.63 | 65.05 | 67.47 | 69.89 | 72.31 | 74.73 | 74.73 | 74.73 | 74.73 | 74.73 | 74.73 | 74.73 | 74.73 | 74.73 | NULL
989 |  | RES3 | FEMA CPFRA 2021 | Low Rise Apartment - Basement Foundation with Elevator - Moderate Waves - Adjusted | 15 | 15 | 15 | 15 | 15 | 29.3 | 37.62 | 42.69 | 49.06 | 53.48 | 56.73 | 59.33 | 63.36 | 65.57 | 68.43 | 71.29 | 74.15 | 77.01 | 79.87 | 82.73 | 85.59 | 85.59 | 85.59 | 85.59 | 85.59 | 85.59 | 85.59 | 85.59 | 85.59 | NULL
990 |  | RES3 | FEMA CPFRA 2021 | Low Rise Apartment - Basement Foundation with Elevator - High Waves - Adjusted (Source NACCS 1A-1) | 15 | 15 | 15 | 15 | 17.61 | 32.4 | 41.1 | 48.495 | 54.3675 | 60.24 | 63.0675 | 65.895 | 68.7225 | 71.55 | 74.3775 | 77.205 | 80.0325 | 82.86 | 85.6875 | 88.515 | 91.3425 | 91.3425 | 91.3425 | 91.3425 | 91.3425 | 91.3425 | 91.3425 | 91.3425 | 91.3425 | NULL
991 |  | RES3 | USACE NACCS | NACCS 1A-1 - Apartments - 1 Story - No Basement | 0 | 0 | 0 | 0 | 10 | 25 | 35 | 43 | 51.5 | 60 | 63.75 | 67.5 | 71.25 | 75 | 78.75 | 82.5 | 86.25 | 90 | 93.75 | 97.5 | 100 | 100 | 100 | 100 | 100 | 100 | 100 | 100 | 100 | NULL
992 |  | RES3 | USACE NACCS | NACCS 1A-3 - Apartments - 3 Story - No Basement | 0 | 0 | 0 | 0 | 5 | 20 | 28 | 28 | 33 | 38 | 42 | 46 | 47.3333 | 48.6667 | 50 | 51.3333 | 52.6667 | 54 | 55.3333 | 56.6667 | 58 | 58 | 58 | 58 | 58 | 58 | 58 | 58 | 58 | NULL
993 |  | RES3 | USACE NACCS | NACCS 4A - Urban High Rise | 0 | 0 | 11 | 13 | 13.75 | 15.5 | 17.5 | 19 | 20.25 | 21.5 | 22 | 22.5 | 22.8333 | 23.1667 | 23.5 | 23.8333 | 24.1667 | 24.5 | 24.8333 | 25.1667 | 25.5 | 25.5 | 25.5 | 25.5 | 25.5 | 25.5 | 25.5 | 25.5 | 25.5 | NULL
994 |  | RES3 | USACE NACCS | NACCS 4B - Beach High Rise | 0 | 0 | 0 | 0 | 0 | 4.5 | 7 | 7.75 | 9.625 | 11.5 | 12.125 | 12.75 | 14 | 15.25 | 16.5 | 17.75 | 19 | 20.25 | 21.5 | 22.75 | 24 | 24 | 24 | 24 | 24 | 24 | 24 | 24 | 24 | NULL
995 |  | RES3 | USACE NACCS | NACCS 4B - Beach High Rise - Waves | 0 | 0 | 0 | 0 | 1.5 | 5 | 7.5 | 11 | 12.5 | 14 | 15 | 16 | 17.1667 | 18.3333 | 19.5 | 20.6667 | 21.8333 | 23 | 24.1667 | 25.3333 | 26.5 | 26.5 | 26.5 | 26.5 | 26.5 | 26.5 | 26.5 | 26.5 | 26.5 | NULL
996 |  | RES4 | FEMA BCA Toolkit | Hotel, Engineered | 0 | 0 | 0 | 0 | 0.14286 | 10.1714 | 15.2857 | 19.2286 | 23.6 | 27.8286 | 29.8 | 32.5143 | 35.6 | 37.6857 | 39.7714 | 39.7714 | 39.7714 | 39.7714 | 39.7714 | 39.7714 | 39.7714 | 39.7714 | 39.7714 | 39.7714 | 39.7714 | 39.7714 | 39.7714 | 39.7714 | 39.7714 | NULL
997 |  | RES4 | FEMA BCA Toolkit | Hotel, Non-Engineered | 0 | 0 | 0.53571 | 0.53571 | 1.25 | 11.6786 | 18.1071 | 23.8929 | 29.0714 | 31.8214 | 35.3214 | 38.0714 | 40.75 | 44.3929 | 45.7143 | 45.7143 | 45.7143 | 45.7143 | 45.7143 | 45.7143 | 45.7143 | 45.7143 | 45.7143 | 45.7143 | 45.7143 | 45.7143 | 45.7143 | 45.7143 | 45.7143 | NULL
998 |  | RES5 | FEMA BCA Toolkit | Correctional Facility, Engineered | 0 | 0 | 0.41223 | 0.41223 | 0.41223 | 10.2705 | 18.6064 | 22.7796 | 31.2169 | 34.3967 | 40.1596 | 46.2481 | 52.7743 | 55.4043 | 58.3598 | 58.3598 | 58.3598 | 58.3598 | 58.3598 | 58.3598 | 58.3598 | 58.3598 | 58.3598 | 58.3598 | 58.3598 | 58.3598 | 58.3598 | 58.3598 | 58.3598 | NULL
999 |  | RES5 | FEMA BCA Toolkit | Correctional Facility, Non-Engineered | 0 | 0 | 0.64992 | 0.64992 | 0.84925 | 10.8405 | 19.9651 | 24.8455 | 33.9614 | 36.4934 | 43.1777 | 49.5934 | 56.2882 | 59.5482 | 62.3002 | 62.3002 | 62.3002 | 62.3002 | 62.3002 | 62.3002 | 62.3002 | 62.3002 | 62.3002 | 62.3002 | 62.3002 | 62.3002 | 62.3002 | 62.3002 | 62.3002 | NULL

## flBldgContDmgFunc
ContDmgFnId | Default | Occupancy | Source | Description | ft04m | ft03m | ft02m | ft01m | ft00 | ft01 | ft02 | ft03 | ft04 | ft05 | ft06 | ft07 | ft08 | ft09 | ft10 | ft11 | ft12 | ft13 | ft14 | ft15 | ft16 | ft17 | ft18 | ft19 | ft20 | ft21 | ft22 | ft23 | ft24 | Comment
21 |  | RES1 | FIA | one floor, no basement, Contents, A-Zone | 0 | 0 | 0 | 0 | 12 | 25 | 35 | 36 | 38 | 41 | 45 | 50 | 55 | 60 | 60 | 60 | 60 | 60 | 60 | 60 | 60 | 60 | 60 | 60 | 60 | 60 | 60 | 60 | 60 | NULL
22 |  | RES1 | FIA | one floor, w/ basement, Contents, A-Zone | 0 | 5 | 7 | 8 | 16 | 20 | 22 | 28 | 33 | 39 | 44 | 50 | 55 | 60 | 60 | 60 | 60 | 60 | 60 | 60 | 60 | 60 | 60 | 60 | 60 | 60 | 60 | 60 | 60 | NULL
23 | 1 | RES1 | FIA | two floors, no basement, Contents, A-Zone | 0 | 0 | 0 | 0 | 8 | 11 | 19 | 23 | 28 | 33 | 39 | 44 | 50 | 54 | 58 | 60 | 60 | 60 | 60 | 60 | 60 | 60 | 60 | 60 | 60 | 60 | 60 | 60 | 60 | NULL
24 | 1 | RES1 | FIA (MOD.) | two floors, w/ basement, Contents, A-Zone | 0 | 5 | 7 | 8 | 16 | 18 | 25 | 29 | 33 | 37 | 42 | 46 | 52 | 55 | 58 | 60 | 60 | 60 | 60 | 60 | 60 | 60 | 60 | 60 | 60 | 60 | 60 | 60 | 60 | NULL
25 | 1 | RES1 | FIA (MOD.) | three or more floors, no basement, Contents, A-Zone | 0 | 0 | 0 | 0 | 7 | 15 | 21 | 22 | 23 | 25 | 27 | 30 | 35 | 40 | 43 | 45 | 48 | 50 | 52 | 54 | 56 | 58 | 60 | 60 | 60 | 60 | 60 | 60 | 60 | NULL
26 | 1 | RES1 | FIA (MOD.) | three or more floors, w/ basement, Contents, A-Zone | 0 | 5 | 7 | 8 | 15 | 22 | 27 | 28 | 29 | 30 | 32 | 35 | 39 | 43 | 46 | 47 | 50 | 52 | 53 | 55 | 57 | 58 | 60 | 60 | 60 | 60 | 60 | 60 | 60 | NULL
27 | 1 | RES1 | FIA | split level, no basement, Contents, A-Zone | 0 | 0 | 0 | 0 | 8 | 11 | 19 | 23 | 28 | 33 | 39 | 44 | 50 | 54 | 58 | 60 | 60 | 60 | 60 | 60 | 60 | 60 | 60 | 60 | 60 | 60 | 60 | 60 | 60 | NULL
28 | 1 | RES1 | FIA (MOD.) | split level, w/ basement, Contents, A-Zone | 0 | 5 | 7 | 8 | 16 | 18 | 25 | 29 | 33 | 37 | 42 | 46 | 52 | 55 | 58 | 60 | 60 | 60 | 60 | 60 | 60 | 60 | 60 | 60 | 60 | 60 | 60 | 60 | 60 | NULL
29 |  | RES1 | FIA | one floor, no basement, Contents, V-Zone | 0 | 0 | 0 | 0 | 10 | 17 | 23 | 29 | 35 | 40 | 45 | 50 | 55 | 60 | 60 | 60 | 60 | 60 | 60 | 60 | 60 | 60 | 60 | 60 | 60 | 60 | 60 | 60 | 60 | NULL
30 | 1 | RES1 | FIA | one floor, w/ basement, Contents, V-Zone | 0 | 5 | 7 | 8 | 15 | 20 | 22 | 28 | 33 | 39 | 44 | 50 | 55 | 60 | 60 | 60 | 60 | 60 | 60 | 60 | 60 | 60 | 60 | 60 | 60 | 60 | 60 | 60 | 60 | NULL
31 |  | RES1 | FIA | two floors, no basement, Contents, V-Zone | 0 | 0 | 0 | 0 | 7 | 9 | 17 | 22 | 28 | 33 | 39 | 44 | 50 | 54 | 58 | 60 | 60 | 60 | 60 | 60 | 60 | 60 | 60 | 60 | 60 | 60 | 60 | 60 | 60 | NULL
32 | 1 | RES1 | FIA (MOD.) | two floors, w/ basement, Contents, V-Zone | 0 | 5 | 7 | 8 | 15 | 17 | 23 | 28 | 33 | 37 | 42 | 46 | 52 | 55 | 58 | 60 | 60 | 60 | 60 | 60 | 60 | 60 | 60 | 60 | 60 | 60 | 60 | 60 | 60 | NULL
33 |  | RES1 | FIA (MOD.) | three or more floors, no basement, Contents, V-Zone | 0 | 0 | 0 | 0 | 6 | 11 | 15 | 19 | 23 | 26 | 29 | 32 | 35 | 41 | 43 | 45 | 48 | 50 | 52 | 54 | 56 | 58 | 60 | 60 | 60 | 60 | 60 | 60 | 60 | NULL
34 | 1 | RES1 | FIA (MOD.) | three or more floors, w/ basement, Contents, V-Zone | 0 | 5 | 7 | 8 | 14 | 18 | 22 | 25 | 29 | 31 | 34 | 36 | 39 | 44 | 46 | 47 | 50 | 52 | 53 | 55 | 57 | 58 | 60 | 60 | 60 | 60 | 60 | 60 | 60 | NULL
35 |  | RES1 | FIA | split level, no basement, Contents, V-Zone | 0 | 0 | 0 | 0 | 7 | 9 | 17 | 22 | 28 | 33 | 39 | 44 | 50 | 54 | 58 | 60 | 60 | 60 | 60 | 60 | 60 | 60 | 60 | 60 | 60 | 60 | 60 | 60 | 60 | NULL
36 | 1 | RES1 | FIA (MOD.) | split level, w/ basement, Contents, V-Zone | 0 | 5 | 7 | 8 | 15 | 17 | 23 | 28 | 33 | 37 | 42 | 46 | 52 | 55 | 58 | 60 | 60 | 60 | 60 | 60 | 60 | 60 | 60 | 60 | 60 | 60 | 60 | 60 | 60 | NULL
45 | 1 | RES1 | USACE - IWR | one story, no basement, Contents | 0 | 0 | 0 | 4 | 16 | 26 | 36 | 44 | 52 | 58 | 64 | 68 | 72 | 74 | 76 | 78 | 80 | 80 | 80 | 80 | 80 | 80 | 80 | 80 | 80 | 80 | 80 | 80 | 80 | NULL
46 |  | RES1 | USACE - IWR | two or more stories, no basement, Contents | 0 | 0 | 0 | 2 | 10 | 18 | 24 | 32 | 38 | 42 | 48 | 52 | 56 | 60 | 64 | 66 | 70 | 72 | 72 | 74 | 74 | 76 | 76 | 78 | 78 | 80 | 80 | 82 | 82 | NULL
47 |  | RES1 | USACE - IWR | split level, no basement, Contents | 0 | 0 | 0 | 4 | 6 | 10 | 16 | 22 | 30 | 40 | 50 | 62 | 72 | 82 | 92 | 100 | 100 | 100 | 100 | 100 | 100 | 100 | 100 | 100 | 100 | 100 | 100 | 100 | 100 | NULL
48 |  | RES1 | USACE - Chicago | one story, no basement, Contents | 0 | 0 | 0 | 0 | 12 | 24 | 33 | 35 | 37 | 41 | 45 | 50 | 55 | 60 | 60 | 60 | 60 | 60 | 60 | 60 | 60 | 60 | 60 | 60 | 60 | 60 | 60 | 60 | 60 | NULL
49 |  | RES1 | USACE - Chicago | one story, w/ basement, Contents | 0 | 6 | 7 | 8 | 15 | 19 | 22 | 28 | 33 | 39 | 43 | 49 | 54 | 60 | 60 | 60 | 60 | 60 | 60 | 60 | 60 | 60 | 60 | 60 | 60 | 60 | 60 | 60 | 60 | NULL
50 |  | RES1 | USACE - Chicago | split level, no basement, Contents | 0 | 0 | 0 | 0 | 2 | 19 | 32 | 41 | 47 | 51 | 53 | 55 | 56 | 62 | 69 | 69 | 69 | 69 | 69 | 69 | 69 | 69 | 69 | 69 | 69 | 69 | 69 | 69 | 69 | NULL
51 |  | RES1 | USACE - Chicago | split level, w/ basement, Contents | 0 | 0 | 10 | 15 | 18 | 31 | 44 | 52 | 58 | 61 | 63 | 64 | 66 | 69 | 73 | 73 | 73 | 73 | 73 | 73 | 73 | 73 | 73 | 73 | 73 | 73 | 73 | 73 | 73 | NULL
52 |  | RES1 | USACE - Chicago | two story, no basement, Contents | 0 | 0 | 0 | 0 | 8 | 11 | 18 | 23 | 28 | 33 | 39 | 44 | 50 | 54 | 58 | 62 | 66 | 70 | 74 | 78 | 78 | 78 | 78 | 78 | 78 | 78 | 78 | 78 | 78 | NULL
53 |  | RES1 | USACE - Chicago | two story, w/ basement, Contents | 0 | 5 | 6 | 9 | 11 | 17 | 22 | 28 | 33 | 39 | 44 | 49 | 55 | 61 | 64 | 71 | 76 | 78 | 79 | 79 | 79 | 79 | 79 | 79 | 79 | 79 | 79 | 79 | 79 | NULL
54 |  | RES1 | USACE - Galveston | one & 1/2 story, no basement, Contents | 0 | 0 | 0 | 0 | 2 | 22 | 36 | 45 | 57 | 66 | 71 | 77 | 79 | 82 | 84 | 86 | 87 | 89 | 90 | 91 | 92 | 92 | 92 | 93 | 93 | 93 | 93 | 93 | 93 | NULL
55 |  | RES1 | USACE - Galveston | one story, no basement, Contents | 0 | 0 | 0 | 0 | 8 | 42 | 60 | 71 | 77 | 82 | 85 | 86 | 87 | 88 | 88 | 88 | 89 | 90 | 90 | 90 | 90 | 90 | 90 | 90 | 90 | 90 | 90 | 90 | 90 | NULL
56 |  | RES1 | USACE - Galveston | two story, no basement, Contents | 0 | 0 | 0 | 0 | 4 | 24 | 34 | 40 | 47 | 53 | 56 | 58 | 58 | 58 | 61 | 66 | 68 | 76 | 81 | 86 | 90 | 100 | 100 | 100 | 100 | 100 | 100 | 100 | 100 | NULL
57 |  | RES1 | USACE - New Orleans | one story, Contents, fresh water, short duration | 0 | 0 | 0 | 0 | 0 | 42 | 63 | 82 | 85 | 91 | 91 | 91 | 91 | 91 | 91 | 91 | 91 | 91 | 91 | 91 | 91 | 91 | 91 | 91 | 91 | 91 | 91 | 91 | 91 | NULL
58 |  | RES1 | USACE - New Orleans | one story, Contents, salt water, long duration | 0 | 0 | 0 | 0 | 0 | 95 | 95 | 95 | 95 | 95 | 95 | 95 | 95 | 95 | 95 | 95 | 95 | 95 | 95 | 95 | 95 | 95 | 95 | 95 | 95 | 95 | 95 | 95 | 95 | NULL
59 |  | RES1 | USACE - New Orleans | two story, Contents, fresh water, short duration | 0 | 0 | 0 | 0 | 0 | 25 | 37 | 51 | 51 | 55 | 55 | 55 | 55 | 55 | 73 | 81 | 87 | 90 | 93 | 93 | 93 | 93 | 93 | 93 | 93 | 93 | 93 | 93 | 93 | NULL
60 |  | RES1 | USACE - New Orleans | two story, Contents, salt water, long duration | 0 | 0 | 0 | 0 | 0 | 95 | 95 | 95 | 95 | 95 | 95 | 95 | 95 | 95 | 95 | 95 | 95 | 95 | 95 | 95 | 95 | 95 | 95 | 95 | 95 | 95 | 95 | 95 | 95 | NULL
61 |  | RES1 | USACE - St. Paul | one story, Contents | 0 | 0 | 0 | 0 | 0 | 27 | 44 | 54 | 63 | 68 | 73 | 75 | 78 | 78 | 78 | 78 | 78 | 78 | 78 | 78 | 78 | 78 | 78 | 78 | 78 | 78 | 78 | 78 | 78 | NULL
62 |  | RES1 | USACE - St. Paul | two story, Contents | 0 | 0 | 0 | 0 | 0 | 27 | 44 | 54 | 63 | 68 | 73 | 75 | 78 | 78 | 78 | 78 | 78 | 78 | 78 | 78 | 78 | 78 | 78 | 78 | 78 | 78 | 78 | 78 | 78 | NULL
63 |  | RES1 | USACE - Wilmington | one & 1/2 story, pile foundation, Contents | 6 | 7 | 8 | 9 | 9 | 21 | 31 | 43 | 54 | 67 | 70 | 73 | 76 | 78 | 81 | 82 | 84 | 85 | 86 | 87 | 88 | 100 | 100 | 100 | 100 | 100 | 100 | 100 | 100 | NULL
64 |  | RES1 | USACE - Wilmington | one & 1/2 story, Contents | 0 | 0 | 0 | 0 | 9 | 21 | 31 | 37 | 43 | 51 | 57 | 63 | 68 | 74 | 80 | 81 | 83 | 84 | 86 | 87 | 88 | 100 | 100 | 100 | 100 | 100 | 100 | 100 | 100 | NULL
65 |  | RES1 | USACE - Wilmington | one & 1/2 story w/ 1/2 living area below, Contents | 0 | 0 | 0 | 0 | 2 | 6 | 10 | 15 | 18 | 21 | 23 | 24 | 28 | 34 | 44 | 54 | 63 | 73 | 76 | 79 | 82 | 85 | 86 | 87 | 88 | 89 | 90 | 91 | 92 | NULL
66 |  | RES1 | USACE - Wilmington | one story, pile foundation, contents | 9 | 10 | 13 | 13 | 14 | 26 | 38 | 52 | 64 | 78 | 81 | 85 | 88 | 91 | 95 | 96 | 97 | 99 | 100 | 100 | 100 | 100 | 100 | 100 | 100 | 100 | 100 | 100 | 100 | NULL
67 |  | RES1 | USACE - Wilmington | one story, Contents | 0 | 0 | 0 | 0 | 11 | 24 | 36 | 43 | 46 | 52 | 59 | 66 | 73 | 80 | 87 | 88 | 90 | 92 | 94 | 96 | 100 | 100 | 100 | 100 | 100 | 100 | 100 | 100 | 100 | NULL
68 |  | RES1 | USACE - Wilmington | one story w/ 1/2 living area below, Contents | 0 | 0 | 0 | 0 | 2 | 11 | 16 | 20 | 24 | 28 | 30 | 32 | 38 | 46 | 54 | 63 | 72 | 82 | 85 | 89 | 92 | 95 | 96 | 97 | 98 | 98 | 99 | 100 | 100 | NULL
69 |  | RES1 | USACE - Wilmington | one story w/ basement, Contents | 10 | 12 | 13 | 13 | 20 | 34 | 48 | 52 | 64 | 78 | 81 | 85 | 88 | 91 | 95 | 96 | 98 | 99 | 100 | 100 | 100 | 100 | 100 | 100 | 100 | 100 | 100 | 100 | 100 | NULL
70 |  | RES1 | USACE - Wilmington | split level, Contents | 0 | 0 | 0 | 0 | 3 | 15 | 21 | 25 | 32 | 44 | 50 | 55 | 61 | 66 | 72 | 75 | 79 | 83 | 87 | 91 | 94 | 94 | 95 | 96 | 97 | 98 | 99 | 100 | 100 | NULL
71 |  | RES1 | USACE - Wilmington | two story, pile foundation, contents | 6 | 7 | 8 | 9 | 10 | 19 | 29 | 38 | 45 | 53 | 55 | 57 | 59 | 61 | 63 | 67 | 71 | 75 | 78 | 82 | 86 | 100 | 100 | 100 | 100 | 100 | 100 | 100 | 100 | NULL
72 |  | RES1 | USACE - Wilmington | two story, Contents | 0 | 0 | 0 | 0 | 7 | 18 | 26 | 30 | 40 | 50 | 52 | 53 | 55 | 56 | 58 | 63 | 68 | 72 | 77 | 82 | 86 | 100 | 100 | 100 | 100 | 100 | 100 | 100 | 100 | NULL
73 |  | RES1 | USACE - Wilmington | two story w/ 1/2 living area below, Contents | 0 | 0 | 0 | 0 | 1 | 7 | 10 | 13 | 15 | 18 | 19 | 21 | 25 | 33 | 40 | 47 | 54 | 56 | 59 | 62 | 65 | 67 | 71 | 75 | 79 | 83 | 87 | 91 | 95 | NULL
74 | 1 | RES2 | FIA | Mobile Home, Contents, A-Zone | 0 | 0 | 0 | 0 | 3 | 27 | 49 | 64 | 70 | 76 | 78 | 79 | 81 | 83 | 83 | 83 | 83 | 83 | 83 | 83 | 83 | 83 | 83 | 83 | 83 | 83 | 83 | 83 | 83 | NULL
75 | 1 | RES2 | FIA | Mobile Home, Contents, V-Zone | 0 | 0 | 0 | 0 | 3 | 27 | 50 | 65 | 71 | 76 | 78 | 79 | 81 | 83 | 83 | 83 | 83 | 83 | 83 | 83 | 83 | 83 | 83 | 83 | 83 | 83 | 83 | 83 | 83 | NULL
76 |  | RES2 | USACE - Chicago | Mobile Home, Contents | 0 | 0 | 0 | 0 | 3 | 27 | 49 | 64 | 70 | 76 | 78 | 79 | 81 | 83 | 83 | 83 | 83 | 83 | 83 | 83 | 83 | 83 | 83 | 83 | 83 | 83 | 83 | 83 | 83 | NULL
77 |  | RES2 | USACE - Galveston | Mobile Home, Contents | 0 | 0 | 0 | 0 | 3 | 23 | 36 | 43 | 55 | 66 | 78 | 86 | 100 | 100 | 100 | 100 | 100 | 100 | 100 | 100 | 100 | 100 | 100 | 100 | 100 | 100 | 100 | 100 | 100 | NULL
78 |  | RES2 | USACE - New Orleans | Mobile Home, Contents, fresh water, short duration | 0 | 0 | 0 | 0 | 0 | 39 | 54 | 75 | 77 | 85 | 85 | 85 | 85 | 85 | 85 | 85 | 85 | 85 | 85 | 85 | 85 | 85 | 85 | 85 | 85 | 85 | 85 | 85 | 85 | NULL
79 |  | RES2 | USACE - New Orleans | Mobile Home, Contents, salt water, long duration | 0 | 0 | 0 | 0 | 0 | 95 | 95 | 95 | 95 | 95 | 95 | 95 | 95 | 95 | 95 | 95 | 95 | 95 | 95 | 95 | 95 | 95 | 95 | 95 | 95 | 95 | 95 | 95 | 95 | NULL
80 |  | RES2 | USACE - Wilmington | Mobile Home, Contents | 0 | 0 | 0 | 0 | 6 | 22 | 32 | 37 | 50 | 63 | 74 | 82 | 100 | 100 | 100 | 100 | 100 | 100 | 100 | 100 | 100 | 100 | 100 | 100 | 100 | 100 | 100 | 100 | 100 | NULL
81 | 1 | RES3 | USACE - Chicago | Apartment Unit Grade, Contents | 0 | 0 | 0 | 0 | 12 | 24 | 33 | 35 | 37 | 41 | 45 | 50 | 55 | 60 | 60 | 60 | 60 | 60 | 60 | 60 | 60 | 60 | 60 | 60 | 60 | 60 | 60 | 60 | 60 | NULL
82 | 1 | RES3 | USACE - Chicago | Apartment Unit Sub-Grade, Contents | 0 | 6 | 7 | 8 | 15 | 19 | 22 | 28 | 33 | 39 | 43 | 49 | 54 | 60 | 60 | 60 | 60 | 60 | 60 | 60 | 60 | 60 | 60 | 60 | 60 | 60 | 60 | 60 | 60 | NULL
83 |  | RES3 | USACE - Galveston | Apartment, living area on one floor, Contents | 0 | 0 | 0 | 0 | 6 | 34 | 44 | 55 | 67 | 77 | 87 | 97 | 100 | 100 | 100 | 100 | 100 | 100 | 100 | 100 | 100 | 100 | 100 | 100 | 100 | 100 | 100 | 100 | 100 | NULL
84 |  | RES3 | USACE - Galveston | Condominium, living area on multiple floors, Contents | 0 | 0 | 0 | 0 | 4 | 24 | 34 | 40 | 47 | 53 | 56 | 58 | 58 | 58 | 61 | 66 | 68 | 76 | 81 | 86 | 91 | 100 | 100 | 100 | 100 | 100 | 100 | 100 | 100 | NULL
85 | 1 | RES4 | USACE - Galveston | Average hotel/motel, Contents (Equipment/Inventory) | 0 | 0 | 0 | 0 | 0 | 11 | 19 | 25 | 29 | 34 | 39 | 44 | 49 | 56 | 65 | 74 | 82 | 88 | 98 | 98 | 98 | 98 | 98 | 98 | 98 | 98 | 98 | 98 | 98 | NULL
86 |  | RES4 | USACE - Galveston | Hotel, contents (Equipment) | 0 | 0 | 0 | 0 | 0 | 11 | 22 | 28 | 33 | 37 | 41 | 44 | 46 | 49 | 54 | 60 | 69 | 81 | 100 | 100 | 100 | 100 | 100 | 100 | 100 | 100 | 100 | 100 | 100 | NULL
87 |  | RES4 | USACE - Galveston | Motel Unit, contents (Inventory) | 0 | 0 | 0 | 0 | 0 | 10 | 16 | 21 | 25 | 30 | 36 | 43 | 52 | 63 | 76 | 88 | 95 | 95 | 95 | 95 | 95 | 95 | 95 | 95 | 95 | 95 | 95 | 95 | 95 | NULL
88 | 1 | RES5 | USACE - Galveston | Average institutional dormitory, contents | 0 | 0 | 0 | 0 | 0 | 38 | 60 | 73 | 81 | 88 | 94 | 100 | 100 | 100 | 100 | 100 | 100 | 100 | 100 | 100 | 100 | 100 | 100 | 100 | 100 | 100 | 100 | 100 | 100 | RES6 default
89 | 1 | RES6 | USACE - Galveston | Nursing Home, contents (Equipment) | 0 | 0 | 0 | 0 | 0 | 38 | 60 | 73 | 81 | 88 | 94 | 100 | 100 | 100 | 100 | 100 | 100 | 100 | 100 | 100 | 100 | 100 | 100 | 100 | 100 | 100 | 100 | 100 | 100 | NULL
90 | 1 | COM1 | USACE - Galveston | Average retail trade contents (Inventory/Equipment) | 0 | 0 | 0 | 0 | 2 | 26 | 42 | 56 | 68 | 78 | 83 | 85 | 87 | 88 | 89 | 90 | 91 | 92 | 92 | 92 | 93 | 93 | 94 | 94 | 94 | 94 | 94 | 94 | 94 | NULL
91 |  | COM1 | USACE - Galveston | Antique, contents (Inventory) | 0 | 0 | 0 | 0 | 20 | 75 | 78 | 85 | 90 | 95 | 100 | 100 | 100 | 100 | 100 | 100 | 100 | 100 | 100 | 100 | 100 | 100 | 100 | 100 | 100 | 100 | 100 | 100 | 100 | NULL
92 |  | COM1 | USACE - Galveston | Appliance Sales, contents (Equipment) | 0 | 0 | 0 | 0 | 0 | 15 | 16 | 28 | 58 | 100 | 100 | 100 | 100 | 100 | 100 | 100 | 100 | 100 | 100 | 100 | 100 | 100 | 100 | 100 | 100 | 100 | 100 | 100 | 100 | NULL
93 |  | COM1 | USACE - Galveston | Appliance Sales, contents (Inventory) | 0 | 0 | 0 | 0 | 0 | 83 | 91 | 94 | 95 | 97 | 100 | 100 | 100 | 100 | 100 | 100 | 100 | 100 | 100 | 100 | 100 | 100 | 100 | 100 | 100 | 100 | 100 | 100 | 100 | NULL
94 |  | COM1 | USACE - Galveston | Large Auto Dealer, contents (Inventory) | 0 | 0 | 0 | 0 | 20 | 50 | 90 | 95 | 98 | 100 | 100 | 100 | 100 | 100 | 100 | 100 | 100 | 100 | 100 | 100 | 100 | 100 | 100 | 100 | 100 | 100 | 100 | 100 | 100 | NULL
95 |  | COM1 | USACE - Galveston | Bait Stand, contents (Inventory) | 0 | 0 | 0 | 0 | 0 | 3 | 7 | 11 | 16 | 22 | 29 | 36 | 44 | 52 | 60 | 69 | 79 | 88 | 100 | 100 | 100 | 100 | 100 | 100 | 100 | 100 | 100 | 100 | 100 | NULL
96 |  | COM1 | USACE - Galveston | Bakery, contents (Equipment) | 0 | 0 | 0 | 0 | 14 | 35 | 70 | 100 | 100 | 100 | 100 | 100 | 100 | 100 | 100 | 100 | 100 | 100 | 100 | 100 | 100 | 100 | 100 | 100 | 100 | 100 | 100 | 100 | 100 | NULL
97 |  | COM1 | USACE - Galveston | Bakery, contents (Inventory) | 0 | 0 | 0 | 0 | 55 | 65 | 90 | 100 | 100 | 100 | 100 | 100 | 100 | 100 | 100 | 100 | 100 | 100 | 100 | 100 | 100 | 100 | 100 | 100 | 100 | 100 | 100 | 100 | 100 | NULL
98 |  | COM1 | USACE - Galveston | Boat Sales/Service, contents (Equipment) | 0 | 0 | 0 | 0 | 0 | 8 | 41 | 65 | 83 | 96 | 96 | 96 | 96 | 96 | 96 | 96 | 96 | 96 | 96 | 96 | 96 | 96 | 96 | 96 | 96 | 96 | 96 | 96 | 96 | NULL
99 |  | COM1 | USACE - Galveston | Boat Sales/Service, contents (Inventory) | 0 | 0 | 0 | 0 | 13 | 24 | 43 | 82 | 95 | 100 | 100 | 100 | 100 | 100 | 100 | 100 | 100 | 100 | 100 | 100 | 100 | 100 | 100 | 100 | 100 | 100 | 100 | 100 | 100 | NULL
100 |  | COM1 | USACE - Galveston | Book Store, contents (Inventory) | 0 | 0 | 0 | 0 | 0 | 7 | 14 | 21 | 27 | 35 | 42 | 49 | 57 | 65 | 73 | 82 | 92 | 100 | 100 | 100 | 100 | 100 | 100 | 100 | 100 | 100 | 100 | 100 | 100 | NULL
101 |  | COM1 | USACE - Galveston | Camera Store, contents (Inventory) | 0 | 0 | 0 | 0 | 0 | 18 | 33 | 65 | 88 | 95 | 100 | 100 | 100 | 100 | 100 | 100 | 100 | 100 | 100 | 100 | 100 | 100 | 100 | 100 | 100 | 100 | 100 | 100 | 100 | NULL
102 |  | COM1 | USACE - Galveston | Carpet and Paint Shop, contents (Equipment) | 0 | 0 | 0 | 0 | 0 | 30 | 60 | 100 | 100 | 100 | 100 | 100 | 100 | 100 | 100 | 100 | 100 | 100 | 100 | 100 | 100 | 100 | 100 | 100 | 100 | 100 | 100 | 100 | 100 | NULL
103 |  | COM1 | USACE - Galveston | Carpet and Paint Shop, contents (Inventory) | 0 | 0 | 0 | 0 | 0 | 20 | 40 | 60 | 80 | 95 | 97 | 99 | 100 | 100 | 100 | 100 | 100 | 100 | 100 | 100 | 100 | 100 | 100 | 100 | 100 | 100 | 100 | 100 | 100 | NULL
104 |  | COM1 | USACE - Galveston | Mens Clothing, contents (Equipment) | 0 | 0 | 0 | 0 | 0 | 32 | 41 | 60 | 78 | 94 | 100 | 100 | 100 | 100 | 100 | 100 | 100 | 100 | 100 | 100 | 100 | 100 | 100 | 100 | 100 | 100 | 100 | 100 | 100 | NULL
105 |  | COM1 | USACE - Galveston | Mens Clothing, contents (Inventory) | 0 | 0 | 0 | 0 | 6 | 37 | 50 | 75 | 88 | 100 | 100 | 100 | 100 | 100 | 100 | 100 | 100 | 100 | 100 | 100 | 100 | 100 | 100 | 100 | 100 | 100 | 100 | 100 | 100 | NULL
106 |  | COM1 | USACE - Galveston | Crafts, contents (Equipment) | 0 | 0 | 0 | 0 | 0 | 60 | 60 | 60 | 60 | 60 | 60 | 60 | 60 | 60 | 60 | 60 | 60 | 60 | 60 | 60 | 60 | 60 | 60 | 60 | 60 | 60 | 60 | 60 | 60 | NULL
107 |  | COM1 | USACE - Galveston | Crafts, contents (Inventory) | 0 | 0 | 0 | 0 | 0 | 20 | 30 | 50 | 70 | 90 | 100 | 100 | 100 | 100 | 100 | 100 | 100 | 100 | 100 | 100 | 100 | 100 | 100 | 100 | 100 | 100 | 100 | 100 | 100 | NULL
108 |  | COM1 | USACE - Galveston | Chain Drug Store, contents (Inventory) | 0 | 0 | 0 | 0 | 0 | 60 | 100 | 100 | 100 | 100 | 100 | 100 | 100 | 100 | 100 | 100 | 100 | 100 | 100 | 100 | 100 | 100 | 100 | 100 | 100 | 100 | 100 | 100 | 100 | NULL
109 |  | COM1 | USACE - Galveston | Fabric Store, contents (Equipment) | 0 | 0 | 0 | 0 | 0 | 20 | 30 | 40 | 50 | 75 | 100 | 100 | 100 | 100 | 100 | 100 | 100 | 100 | 100 | 100 | 100 | 100 | 100 | 100 | 100 | 100 | 100 | 100 | 100 | NULL
110 |  | COM1 | USACE - Galveston | Fabric Store, contents (Inventory) | 0 | 0 | 0 | 0 | 0 | 15 | 30 | 50 | 75 | 90 | 100 | 100 | 100 | 100 | 100 | 100 | 100 | 100 | 100 | 100 | 100 | 100 | 100 | 100 | 100 | 100 | 100 | 100 | 100 | NULL
111 |  | COM1 | USACE - Galveston | Feed Store, contents (Equipment) | 0 | 0 | 0 | 0 | 0 | 0 | 0 | 0 | 0 | 0 | 0 | 0 | 80 | 80 | 80 | 80 | 80 | 80 | 80 | 80 | 80 | 80 | 80 | 80 | 80 | 80 | 80 | 80 | 80 | NULL
112 |  | COM1 | USACE - Galveston | Feed Store, contents (Inventory) | 0 | 0 | 0 | 0 | 0 | 0 | 0 | 0 | 15 | 15 | 15 | 15 | 25 | 25 | 25 | 25 | 50 | 50 | 50 | 50 | 75 | 75 | 100 | 100 | 100 | 100 | 100 | 100 | 100 | NULL
113 |  | COM1 | USACE - Galveston | Florist, contents (Equipment) | 0 | 0 | 0 | 0 | 0 | 49 | 60 | 75 | 78 | 79 | 82 | 85 | 89 | 93 | 99 | 99 | 99 | 99 | 99 | 99 | 99 | 99 | 99 | 99 | 99 | 99 | 99 | 99 | 99 | NULL
114 |  | COM1 | USACE - Galveston | Florist, contents (Inventory) | 0 | 0 | 0 | 0 | 0 | 50 | 85 | 100 | 100 | 100 | 100 | 100 | 100 | 100 | 100 | 100 | 100 | 100 | 100 | 100 | 100 | 100 | 100 | 100 | 100 | 100 | 100 | 100 | 100 | NULL
115 |  | COM1 | USACE - Galveston | Fruit Stand, contents (Inventory) | 0 | 0 | 0 | 0 | 0 | 45 | 80 | 90 | 100 | 100 | 100 | 100 | 100 | 100 | 100 | 100 | 100 | 100 | 100 | 100 | 100 | 100 | 100 | 100 | 100 | 100 | 100 | 100 | 100 | NULL
116 |  | COM1 | USACE - Galveston | Large Furniture Store, contents (Inventory) | 0 | 0 | 0 | 0 | 20 | 78 | 100 | 100 | 100 | 100 | 100 | 100 | 100 | 100 | 100 | 100 | 100 | 100 | 100 | 100 | 100 | 100 | 100 | 100 | 100 | 100 | 100 | 100 | 100 | NULL
117 |  | COM1 | USACE - Galveston | Gas/Butane Supply, contents (Equipment) | 0 | 0 | 0 | 0 | 0 | 25 | 46 | 65 | 75 | 81 | 86 | 90 | 94 | 96 | 100 | 100 | 100 | 100 | 100 | 100 | 100 | 100 | 100 | 100 | 100 | 100 | 100 | 100 | 100 | NULL
118 |  | COM1 | USACE - Galveston | Gift Shop, contents (Inventory) | 0 | 0 | 0 | 0 | 0 | 54 | 63 | 75 | 88 | 100 | 100 | 100 | 100 | 100 | 100 | 100 | 100 | 100 | 100 | 100 | 100 | 100 | 100 | 100 | 100 | 100 | 100 | 100 | 100 | NULL
119 |  | COM1 | USACE - Galveston | Greenhouse, contents (Equipment) | 0 | 0 | 0 | 0 | 0 | 17 | 34 | 50 | 66 | 80 | 92 | 100 | 100 | 100 | 100 | 100 | 100 | 100 | 100 | 100 | 100 | 100 | 100 | 100 | 100 | 100 | 100 | 100 | 100 | NULL
120 |  | COM1 | USACE - Galveston | Greenhouse, contents (Inventory) | 0 | 0 | 0 | 0 | 0 | 66 | 88 | 100 | 100 | 100 | 100 | 100 | 100 | 100 | 100 | 100 | 100 | 100 | 100 | 100 | 100 | 100 | 100 | 100 | 100 | 100 | 100 | 100 | 100 | NULL
121 |  | COM1 | USACE - Galveston | Small Grocery, contents (Equipment) | 0 | 0 | 0 | 0 | 0 | 0 | 20 | 20 | 20 | 20 | 20 | 40 | 40 | 40 | 40 | 40 | 40 | 50 | 50 | 50 | 50 | 50 | 50 | 50 | 50 | 50 | 50 | 50 | 50 | NULL
122 |  | COM1 | USACE - Galveston | Small Grocery, contents (Inventory) | 0 | 0 | 0 | 0 | 0 | 20 | 35 | 50 | 65 | 80 | 100 | 100 | 100 | 100 | 100 | 100 | 100 | 100 | 100 | 100 | 100 | 100 | 100 | 100 | 100 | 100 | 100 | 100 | 100 | NULL
123 |  | COM1 | USACE - Galveston | Medium Grocery, contents (Equipment) | 0 | 0 | 0 | 0 | 4 | 80 | 90 | 93 | 100 | 100 | 100 | 100 | 100 | 100 | 100 | 100 | 100 | 100 | 100 | 100 | 100 | 100 | 100 | 100 | 100 | 100 | 100 | 100 | 100 | NULL
124 |  | COM1 | USACE - Galveston | Medium Grocery, contents (Inventory) | 0 | 0 | 0 | 0 | 4 | 22 | 44 | 74 | 96 | 100 | 100 | 100 | 100 | 100 | 100 | 100 | 100 | 100 | 100 | 100 | 100 | 100 | 100 | 100 | 100 | 100 | 100 | 100 | 100 | NULL
125 |  | COM1 | USACE - Galveston | Gun Shop, contents (Equipment) | 0 | 0 | 0 | 0 | 0 | 15 | 30 | 50 | 75 | 100 | 100 | 100 | 100 | 100 | 100 | 100 | 100 | 100 | 100 | 100 | 100 | 100 | 100 | 100 | 100 | 100 | 100 | 100 | 100 | NULL
126 |  | COM1 | USACE - Galveston | Gun Shop, contents (Inventory) | 0 | 0 | 0 | 0 | 0 | 22 | 39 | 58 | 88 | 100 | 100 | 100 | 100 | 100 | 100 | 100 | 100 | 100 | 100 | 100 | 100 | 100 | 100 | 100 | 100 | 100 | 100 | 100 | 100 | NULL
127 |  | COM1 | USACE - Galveston | Hardware, contents (Equipment) | 0 | 0 | 0 | 0 | 0 | 8 | 12 | 20 | 29 | 40 | 50 | 59 | 67 | 75 | 84 | 92 | 100 | 100 | 100 | 100 | 100 | 100 | 100 | 100 | 100 | 100 | 100 | 100 | 100 | NULL
128 |  | COM1 | USACE - Galveston | Hardware, contents (Inventory) | 0 | 0 | 0 | 0 | 8 | 33 | 52 | 70 | 75 | 88 | 100 | 100 | 100 | 100 | 100 | 100 | 100 | 100 | 100 | 100 | 100 | 100 | 100 | 100 | 100 | 100 | 100 | 100 | 100 | NULL
129 |  | COM1 | USACE - Galveston | Hobby Shop, contents (Equipment) | 0 | 0 | 0 | 0 | 0 | 56 | 87 | 90 | 90 | 90 | 90 | 90 | 90 | 90 | 90 | 90 | 90 | 90 | 90 | 90 | 90 | 90 | 90 | 90 | 90 | 90 | 90 | 90 | 90 | NULL
130 |  | COM1 | USACE - Galveston | Hobby Shop, contents (Inventory) | 0 | 0 | 0 | 0 | 0 | 25 | 49 | 64 | 77 | 88 | 100 | 100 | 100 | 100 | 100 | 100 | 100 | 100 | 100 | 100 | 100 | 100 | 100 | 100 | 100 | 100 | 100 | 100 | 100 | NULL
131 |  | COM1 | USACE - Galveston | Lawnmower, contents (Equipment) | 0 | 0 | 0 | 0 | 0 | 3 | 24 | 46 | 57 | 65 | 72 | 79 | 86 | 91 | 98 | 98 | 98 | 98 | 98 | 98 | 98 | 98 | 98 | 98 | 98 | 98 | 98 | 98 | 98 | NULL
132 |  | COM1 | USACE - Galveston | Lawnmower, contents (Inventory) | 0 | 0 | 0 | 0 | 0 | 10 | 90 | 100 | 100 | 100 | 100 | 100 | 100 | 100 | 100 | 100 | 100 | 100 | 100 | 100 | 100 | 100 | 100 | 100 | 100 | 100 | 100 | 100 | 100 | NULL
133 |  | COM1 | USACE - Galveston | Liquor Store, contents (Equipment) | 0 | 0 | 0 | 0 | 0 | 2 | 4 | 9 | 16 | 84 | 95 | 100 | 100 | 100 | 100 | 100 | 100 | 100 | 100 | 100 | 100 | 100 | 100 | 100 | 100 | 100 | 100 | 100 | 100 | NULL
134 |  | COM1 | USACE - Galveston | Liquor Store, contents (Inventory) | 0 | 0 | 0 | 0 | 0 | 20 | 40 | 60 | 81 | 100 | 100 | 100 | 100 | 100 | 100 | 100 | 100 | 100 | 100 | 100 | 100 | 100 | 100 | 100 | 100 | 100 | 100 | 100 | 100 | NULL
135 |  | COM1 | USACE - Galveston | Meat Market, contents (Equipment) | 0 | 0 | 0 | 0 | 0 | 78 | 81 | 84 | 90 | 100 | 100 | 100 | 100 | 100 | 100 | 100 | 100 | 100 | 100 | 100 | 100 | 100 | 100 | 100 | 100 | 100 | 100 | 100 | 100 | NULL
136 |  | COM1 | USACE - Galveston | Meat Market, contents (Inventory) | 0 | 0 | 0 | 0 | 0 | 100 | 100 | 100 | 100 | 100 | 100 | 100 | 100 | 100 | 100 | 100 | 100 | 100 | 100 | 100 | 100 | 100 | 100 | 100 | 100 | 100 | 100 | 100 | 100 | NULL
137 |  | COM1 | USACE - Galveston | Motorcycle Dealer, contents (Equipment) | 0 | 0 | 0 | 0 | 0 | 30 | 60 | 100 | 100 | 100 | 100 | 100 | 100 | 100 | 100 | 100 | 100 | 100 | 100 | 100 | 100 | 100 | 100 | 100 | 100 | 100 | 100 | 100 | 100 | NULL
138 |  | COM1 | USACE - Galveston | Motorcycle Dealer, contents (Inventory) | 0 | 0 | 0 | 0 | 0 | 25 | 45 | 65 | 85 | 85 | 85 | 85 | 85 | 90 | 90 | 90 | 90 | 90 | 90 | 90 | 90 | 90 | 90 | 90 | 90 | 90 | 90 | 90 | 90 | NULL
139 |  | COM1 | USACE - Galveston | Music Center, contents (Equipment) | 0 | 0 | 0 | 0 | 0 | 40 | 52 | 72 | 100 | 100 | 100 | 100 | 100 | 100 | 100 | 100 | 100 | 100 | 100 | 100 | 100 | 100 | 100 | 100 | 100 | 100 | 100 | 100 | 100 | NULL
140 |  | COM1 | USACE - Galveston | Music Center, contents (Inventory) | 0 | 0 | 0 | 0 | 0 | 66 | 72 | 75 | 80 | 88 | 100 | 100 | 100 | 100 | 100 | 100 | 100 | 100 | 100 | 100 | 100 | 100 | 100 | 100 | 100 | 100 | 100 | 100 | 100 | NULL
141 |  | COM1 | USACE - Galveston | Plant Nursery, contents (Equipment) | 0 | 0 | 0 | 0 | 0 | 4 | 4 | 8 | 80 | 100 | 100 | 100 | 100 | 100 | 100 | 100 | 100 | 100 | 100 | 100 | 100 | 100 | 100 | 100 | 100 | 100 | 100 | 100 | 100 | NULL
142 |  | COM1 | USACE - Galveston | Plant Nursery, contents (Inventory) | 0 | 0 | 0 | 0 | 0 | 5 | 20 | 79 | 88 | 95 | 100 | 100 | 100 | 100 | 100 | 100 | 100 | 100 | 100 | 100 | 100 | 100 | 100 | 100 | 100 | 100 | 100 | 100 | 100 | NULL
143 |  | COM1 | USACE - Galveston | Paint Store, contents (Equipment) | 0 | 0 | 0 | 0 | 0 | 0 | 20 | 25 | 30 | 35 | 40 | 45 | 50 | 50 | 50 | 50 | 50 | 50 | 50 | 50 | 50 | 50 | 50 | 50 | 50 | 50 | 50 | 50 | 50 | NULL
144 |  | COM1 | USACE - Galveston | Paint Store, contents (Inventory) | 0 | 0 | 0 | 0 | 0 | 0 | 20 | 40 | 60 | 70 | 73 | 76 | 80 | 80 | 80 | 80 | 80 | 80 | 80 | 80 | 80 | 80 | 80 | 80 | 80 | 80 | 80 | 80 | 80 | NULL
145 |  | COM1 | USACE - Galveston | Pawn Shop, contents (Equipment) | 0 | 0 | 0 | 0 | 0 | 0 | 0 | 0 | 0 | 40 | 60 | 70 | 70 | 70 | 80 | 80 | 80 | 80 | 80 | 80 | 80 | 80 | 80 | 80 | 80 | 80 | 80 | 80 | 80 | NULL
146 |  | COM1 | USACE - Galveston | Pawn Shop, contents (Inventory) | 0 | 0 | 0 | 0 | 0 | 20 | 40 | 95 | 95 | 95 | 95 | 95 | 95 | 95 | 95 | 95 | 95 | 95 | 95 | 95 | 95 | 95 | 95 | 95 | 95 | 95 | 95 | 95 | 95 | NULL
147 |  | COM1 | USACE - Galveston | Remnant Shop, contents (Equipment) | 0 | 0 | 0 | 0 | 0 | 0 | 40 | 40 | 40 | 40 | 40 | 40 | 40 | 40 | 40 | 40 | 80 | 80 | 80 | 80 | 80 | 80 | 80 | 80 | 80 | 80 | 80 | 80 | 80 | NULL
148 |  | COM1 | USACE - Galveston | Remnant Shop, contents (Inventory) | 0 | 0 | 0 | 0 | 0 | 0 | 20 | 40 | 60 | 80 | 90 | 95 | 100 | 100 | 100 | 100 | 100 | 100 | 100 | 100 | 100 | 100 | 100 | 100 | 100 | 100 | 100 | 100 | 100 | NULL
149 |  | COM1 | USACE - Galveston | Service Station, contents (Equipment) | 0 | 0 | 0 | 0 | 0 | 6 | 39 | 59 | 90 | 100 | 100 | 100 | 100 | 100 | 100 | 100 | 100 | 100 | 100 | 100 | 100 | 100 | 100 | 100 | 100 | 100 | 100 | 100 | 100 | NULL
150 |  | COM1 | USACE - Galveston | Service Station, contents (Inventory) | 0 | 0 | 0 | 0 | 0 | 25 | 42 | 62 | 90 | 100 | 100 | 100 | 100 | 100 | 100 | 100 | 100 | 100 | 100 | 100 | 100 | 100 | 100 | 100 | 100 | 100 | 100 | 100 | 100 | NULL
151 |  | COM1 | USACE - Galveston | Shoe Repair, contents (Equipment) | 0 | 0 | 0 | 0 | 0 | 10 | 20 | 28 | 38 | 41 | 44 | 47 | 47 | 47 | 47 | 47 | 50 | 50 | 50 | 50 | 50 | 50 | 50 | 50 | 50 | 50 | 50 | 50 | 50 | NULL
152 |  | COM1 | USACE - Galveston | Shoe Repair, contents (Inventory) | 0 | 0 | 0 | 0 | 0 | 10 | 23 | 35 | 48 | 60 | 74 | 87 | 100 | 100 | 100 | 100 | 100 | 100 | 100 | 100 | 100 | 100 | 100 | 100 | 100 | 100 | 100 | 100 | 100 | NULL
153 |  | COM1 | USACE - Galveston | Toy Store, contents (Inventory) | 0 | 0 | 0 | 0 | 10 | 20 | 40 | 70 | 85 | 90 | 95 | 100 | 100 | 100 | 100 | 100 | 100 | 100 | 100 | 100 | 100 | 100 | 100 | 100 | 100 | 100 | 100 | 100 | 100 | NULL
154 |  | COM1 | USACE - Galveston | Tractor Sales, contents (Equipment) | 0 | 0 | 0 | 0 | 0 | 2 | 4 | 18 | 28 | 36 | 44 | 48 | 52 | 56 | 60 | 65 | 70 | 74 | 79 | 84 | 88 | 93 | 97 | 100 | 100 | 100 | 100 | 100 | 100 | NULL
155 |  | COM1 | USACE - Galveston | Tractor Sales, contents (Inventory) | 0 | 0 | 0 | 0 | 0 | 6 | 17 | 29 | 44 | 59 | 70 | 77 | 81 | 84 | 88 | 92 | 95 | 99 | 100 | 100 | 100 | 100 | 100 | 100 | 100 | 100 | 100 | 100 | 100 | NULL
156 |  | COM1 | USACE - Galveston | Trailer Sales, contents (Inventory) | 0 | 0 | 0 | 0 | 0 | 18 | 37 | 60 | 80 | 100 | 100 | 100 | 100 | 100 | 100 | 100 | 100 | 100 | 100 | 100 | 100 | 100 | 100 | 100 | 100 | 100 | 100 | 100 | 100 | NULL
157 |  | COM1 | USACE - Galveston | Trophy Shop, contents (Equipment) | 0 | 0 | 0 | 0 | 0 | 23 | 35 | 38 | 56 | 60 | 60 | 60 | 60 | 60 | 61 | 62 | 64 | 66 | 68 | 71 | 76 | 84 | 100 | 100 | 100 | 100 | 100 | 100 | 100 | NULL
158 |  | COM1 | USACE - Galveston | Trophy Shop, contents (Inventory) | 0 | 0 | 0 | 0 | 0 | 1 | 5 | 12 | 31 | 66 | 82 | 92 | 100 | 100 | 100 | 100 | 100 | 100 | 100 | 100 | 100 | 100 | 100 | 100 | 100 | 100 | 100 | 100 | 100 | NULL
159 |  | COM1 | USACE - Galveston | Upholstery Shop, contents (Equipment) | 0 | 0 | 0 | 0 | 0 | 10 | 10 | 10 | 10 | 10 | 30 | 35 | 40 | 45 | 50 | 60 | 60 | 60 | 60 | 60 | 60 | 60 | 60 | 60 | 60 | 60 | 60 | 60 | 60 | NULL
160 |  | COM1 | USACE - Galveston | Upholstery Shop, contents (Inventory) | 0 | 0 | 0 | 0 | 0 | 25 | 30 | 40 | 45 | 50 | 53 | 56 | 60 | 60 | 60 | 60 | 60 | 60 | 60 | 60 | 60 | 60 | 60 | 60 | 60 | 60 | 60 | 60 | 60 | NULL
161 |  | COM1 | USACE - Galveston | Used Appliances/Cloth, contents (Equipment) | 0 | 0 | 0 | 0 | 0 | 20 | 40 | 50 | 60 | 60 | 60 | 60 | 60 | 60 | 60 | 60 | 60 | 60 | 60 | 60 | 60 | 60 | 60 | 60 | 60 | 60 | 60 | 60 | 60 | NULL
162 |  | COM1 | USACE - Galveston | Used Appliances/Cloth, contents (Inventory) | 0 | 0 | 0 | 0 | 0 | 25 | 35 | 40 | 50 | 60 | 80 | 90 | 100 | 100 | 100 | 100 | 100 | 100 | 100 | 100 | 100 | 100 | 100 | 100 | 100 | 100 | 100 | 100 | 100 | NULL
163 |  | COM1 | USACE - Galveston | Used Furniture, contents (Equipment) | 0 | 0 | 0 | 0 | 0 | 0 | 0 | 0 | 20 | 40 | 60 | 60 | 60 | 60 | 60 | 60 | 60 | 60 | 60 | 60 | 60 | 60 | 60 | 60 | 60 | 60 | 60 | 60 | 60 | NULL
164 |  | COM1 | USACE - Galveston | Used Furniture, contents (Inventory) | 0 | 0 | 0 | 0 | 0 | 0 | 10 | 30 | 45 | 65 | 80 | 80 | 85 | 85 | 90 | 90 | 90 | 90 | 90 | 90 | 90 | 90 | 90 | 90 | 90 | 90 | 90 | 90 | 90 | NULL
165 |  | COM1 | USACE - Galveston | Vacuum Cleaner Sales, contents (Equipment) | 0 | 0 | 0 | 0 | 0 | 0 | 20 | 25 | 30 | 35 | 40 | 40 | 40 | 60 | 60 | 60 | 60 | 80 | 80 | 80 | 80 | 80 | 80 | 80 | 80 | 80 | 80 | 80 | 80 | NULL
166 |  | COM1 | USACE - Galveston | Vacuum Cleaner Sales, contents (Inventory) | 0 | 0 | 0 | 0 | 0 | 70 | 80 | 90 | 95 | 97 | 100 | 100 | 100 | 100 | 100 | 100 | 100 | 100 | 100 | 100 | 100 | 100 | 100 | 100 | 100 | 100 | 100 | 100 | 100 | NULL
167 |  | COM1 | USACE - Galveston | Video Games, contents (Equipment) | 0 | 0 | 0 | 0 | 0 | 5 | 10 | 20 | 30 | 45 | 60 | 60 | 60 | 60 | 60 | 60 | 60 | 60 | 60 | 75 | 75 | 100 | 100 | 100 | 100 | 100 | 100 | 100 | 100 | NULL
168 |  | COM1 | USACE - Galveston | Video Games, contents (Inventory) | 0 | 0 | 0 | 0 | 0 | 25 | 50 | 50 | 75 | 100 | 100 | 100 | 100 | 100 | 100 | 100 | 100 | 100 | 100 | 100 | 100 | 100 | 100 | 100 | 100 | 100 | 100 | 100 | 100 | NULL
169 |  | COM1 | USACE - New Orleans | Bakery, contents, salt water, long duration | 0 | 0 | 0 | 0 | 0 | 98 | 99 | 99 | 100 | 100 | 100 | 100 | 100 | 100 | 100 | 100 | 100 | 100 | 100 | 100 | 100 | 100 | 100 | 100 | 100 | 100 | 100 | 100 | 100 | NULL
170 |  | COM1 | USACE - New Orleans | Bakery, contents, fresh water, short duration | 0 | 0 | 0 | 0 | 0 | 33 | 74 | 81 | 85 | 88 | 96 | 96 | 98 | 98 | 98 | 98 | 98 | 98 | 98 | 98 | 98 | 98 | 98 | 98 | 98 | 98 | 98 | 98 | 98 | NULL
171 |  | COM1 | USACE - New Orleans | Candy Store, contents, salt water, long duration | 0 | 0 | 0 | 0 | 0 | 98 | 99 | 99 | 100 | 100 | 100 | 100 | 100 | 100 | 100 | 100 | 100 | 100 | 100 | 100 | 100 | 100 | 100 | 100 | 100 | 100 | 100 | 100 | 100 | NULL
172 |  | COM1 | USACE - New Orleans | Candy Store, contents, fresh water, short duration | 0 | 0 | 0 | 0 | 0 | 33 | 74 | 81 | 85 | 88 | 96 | 96 | 98 | 98 | 98 | 98 | 98 | 98 | 98 | 98 | 98 | 98 | 98 | 98 | 98 | 98 | 98 | 98 | 98 | NULL
173 |  | COM1 | USACE - New Orleans | Clothing Store, contents, salt water, long duration | 0 | 0 | 0 | 0 | 0 | 100 | 100 | 100 | 100 | 100 | 100 | 100 | 100 | 100 | 100 | 100 | 100 | 100 | 100 | 100 | 100 | 100 | 100 | 100 | 100 | 100 | 100 | 100 | 100 | NULL
174 |  | COM1 | USACE - New Orleans | Clothing Store, contents, fresh water, short duration | 0 | 0 | 0 | 0 | 0 | 35 | 48 | 54 | 54 | 55 | 55 | 55 | 55 | 55 | 99 | 100 | 100 | 100 | 100 | 100 | 100 | 100 | 100 | 100 | 100 | 100 | 100 | 100 | 100 | NULL
175 |  | COM1 | USACE - New Orleans | Convenience Store, contents, salt water, long duration | 0 | 0 | 0 | 0 | 0 | 98 | 99 | 99 | 100 | 100 | 100 | 100 | 100 | 100 | 100 | 100 | 100 | 100 | 100 | 100 | 100 | 100 | 100 | 100 | 100 | 100 | 100 | 100 | 100 | NULL
176 |  | COM1 | USACE - New Orleans | Convenience Store, contents, fresh water, short duration | 0 | 0 | 0 | 0 | 0 | 33 | 74 | 81 | 85 | 88 | 96 | 96 | 98 | 98 | 98 | 98 | 98 | 98 | 98 | 98 | 98 | 98 | 98 | 98 | 98 | 98 | 98 | 98 | 98 | NULL
177 |  | COM1 | USACE - New Orleans | Department Store, contents, salt water, long duration | 0 | 0 | 0 | 0 | 0 | 100 | 100 | 100 | 100 | 100 | 100 | 100 | 100 | 100 | 100 | 100 | 100 | 100 | 100 | 100 | 100 | 100 | 100 | 100 | 100 | 100 | 100 | 100 | 100 | NULL
178 |  | COM1 | USACE - New Orleans | Department Store, contents, fresh water, short duration | 0 | 0 | 0 | 0 | 0 | 35 | 48 | 54 | 54 | 55 | 55 | 55 | 55 | 55 | 99 | 100 | 100 | 100 | 100 | 100 | 100 | 100 | 100 | 100 | 100 | 100 | 100 | 100 | 100 | NULL
179 |  | COM1 | USACE - New Orleans | Furniture Store, contents, salt water, long duration | 0 | 0 | 0 | 0 | 0 | 100 | 100 | 100 | 100 | 100 | 100 | 100 | 100 | 100 | 100 | 100 | 100 | 100 | 100 | 100 | 100 | 100 | 100 | 100 | 100 | 100 | 100 | 100 | 100 | NULL
180 |  | COM1 | USACE - New Orleans | Furniture Store, contents, fresh water, short duration | 0 | 0 | 0 | 0 | 0 | 35 | 48 | 54 | 54 | 55 | 55 | 55 | 55 | 55 | 99 | 100 | 100 | 100 | 100 | 100 | 100 | 100 | 100 | 100 | 100 | 100 | 100 | 100 | 100 | NULL
181 |  | COM1 | USACE - New Orleans | Gas Stations, contents, salt water, long duration | 0 | 0 | 0 | 0 | 0 | 98 | 99 | 99 | 100 | 100 | 100 | 100 | 100 | 100 | 100 | 100 | 100 | 100 | 100 | 100 | 100 | 100 | 100 | 100 | 100 | 100 | 100 | 100 | 100 | NULL
182 |  | COM1 | USACE - New Orleans | Gas Stations, contents, fresh water, short duration | 0 | 0 | 0 | 0 | 0 | 33 | 74 | 81 | 85 | 88 | 96 | 96 | 98 | 98 | 98 | 98 | 98 | 98 | 98 | 98 | 98 | 98 | 98 | 98 | 98 | 98 | 98 | 98 | 98 | NULL
183 |  | COM1 | USACE - New Orleans | Large Grocery, contents, salt water, long duration | 0 | 0 | 0 | 0 | 0 | 98 | 99 | 99 | 100 | 100 | 100 | 100 | 100 | 100 | 100 | 100 | 100 | 100 | 100 | 100 | 100 | 100 | 100 | 100 | 100 | 100 | 100 | 100 | 100 | NULL
184 |  | COM1 | USACE - New Orleans | Large Grocery, contents, fresh water, short duration | 0 | 0 | 0 | 0 | 0 | 33 | 74 | 81 | 85 | 88 | 96 | 96 | 98 | 98 | 98 | 98 | 98 | 98 | 98 | 98 | 98 | 98 | 98 | 98 | 98 | 98 | 98 | 98 | 98 | NULL
185 |  | COM1 | USACE - New Orleans | Neighborhood Grocery, contents, salt water, long duration | 0 | 0 | 0 | 0 | 0 | 98 | 99 | 99 | 100 | 100 | 100 | 100 | 100 | 100 | 100 | 100 | 100 | 100 | 100 | 100 | 100 | 100 | 100 | 100 | 100 | 100 | 100 | 100 | 100 | NULL
186 |  | COM1 | USACE - New Orleans | Neighborhood Grocery, contents, fresh water, short duration | 0 | 0 | 0 | 0 | 0 | 33 | 74 | 81 | 85 | 88 | 96 | 96 | 98 | 98 | 98 | 98 | 98 | 98 | 98 | 98 | 98 | 98 | 98 | 98 | 98 | 98 | 98 | 98 | 98 | NULL
187 |  | COM1 | USACE - New Orleans | Home Repair Store, contents, salt water, long duration | 0 | 0 | 0 | 0 | 0 | 88 | 88 | 99 | 100 | 100 | 100 | 100 | 100 | 100 | 100 | 100 | 100 | 100 | 100 | 100 | 100 | 100 | 100 | 100 | 100 | 100 | 100 | 100 | 100 | NULL
188 |  | COM1 | USACE - New Orleans | Home Repair Store, contents, fresh water, short duration | 0 | 0 | 0 | 0 | 0 | 17 | 45 | 60 | 65 | 86 | 94 | 94 | 94 | 94 | 94 | 94 | 94 | 94 | 94 | 94 | 94 | 94 | 94 | 94 | 94 | 94 | 94 | 94 | 94 | NULL
189 |  | COM1 | USACE - New Orleans | Liquor Store, contents, salt water, long duration | 0 | 0 | 0 | 0 | 0 | 98 | 99 | 99 | 100 | 100 | 100 | 100 | 100 | 100 | 100 | 100 | 100 | 100 | 100 | 100 | 100 | 100 | 100 | 100 | 100 | 100 | 100 | 100 | 100 | NULL
190 |  | COM1 | USACE - New Orleans | Liquor Store, contents, fresh water, short duration | 0 | 0 | 0 | 0 | 0 | 33 | 74 | 81 | 85 | 88 | 96 | 96 | 98 | 98 | 98 | 98 | 98 | 98 | 98 | 98 | 98 | 98 | 98 | 98 | 98 | 98 | 98 | 98 | 98 | NULL
191 |  | COM1 | USACE - New Orleans | Shoe Store, contents, salt water, long duration | 0 | 0 | 0 | 0 | 0 | 100 | 100 | 100 | 100 | 100 | 100 | 100 | 100 | 100 | 100 | 100 | 100 | 100 | 100 | 100 | 100 | 100 | 100 | 100 | 100 | 100 | 100 | 100 | 100 | NULL
192 |  | COM1 | USACE - New Orleans | Shoe Store, contents, fresh water, short duration | 0 | 0 | 0 | 0 | 0 | 35 | 48 | 54 | 54 | 55 | 55 | 55 | 55 | 55 | 99 | 100 | 100 | 100 | 100 | 100 | 100 | 100 | 100 | 100 | 100 | 100 | 100 | 100 | 100 | NULL
193 |  | COM1 | USACE - New Orleans | Wine Store, contents, salt water, long duration | 0 | 0 | 0 | 0 | 0 | 98 | 99 | 99 | 100 | 100 | 100 | 100 | 100 | 100 | 100 | 100 | 100 | 100 | 100 | 100 | 100 | 100 | 100 | 100 | 100 | 100 | 100 | 100 | 100 | NULL
194 |  | COM1 | USACE - New Orleans | Wine Store, contents, fresh water, short duration | 0 | 0 | 0 | 0 | 0 | 33 | 74 | 81 | 85 | 88 | 96 | 96 | 98 | 98 | 98 | 98 | 98 | 98 | 98 | 98 | 98 | 98 | 98 | 98 | 98 | 98 | 98 | 98 | 98 | NULL
195 | 1 | COM2 | USACE - Galveston | Average wholesale trade, Contents | 0 | 0 | 0 | 0 | 3 | 16 | 27 | 36 | 49 | 57 | 63 | 69 | 72 | 76 | 80 | 82 | 84 | 86 | 87 | 87 | 88 | 89 | 89 | 89 | 89 | 89 | 89 | 89 | 89 | NULL
196 |  | COM2 | USACE - Galveston | Auto Parts, contents (Inventory) | 0 | 0 | 0 | 0 | 0 | 18 | 30 | 59 | 70 | 90 | 100 | 100 | 100 | 100 | 100 | 100 | 100 | 100 | 100 | 100 | 100 | 100 | 100 | 100 | 100 | 100 | 100 | 100 | 100 | NULL
197 |  | COM2 | USACE - Galveston | Auto Parts/Mufflers, contents (Inventory) | 0 | 0 | 0 | 0 | 0 | 10 | 20 | 40 | 60 | 100 | 100 | 100 | 100 | 100 | 100 | 100 | 100 | 100 | 100 | 100 | 100 | 100 | 100 | 100 | 100 | 100 | 100 | 100 | 100 | NULL
198 |  | COM2 | USACE - Galveston | Heavy Equipment Storage, contents (Equipment) | 0 | 0 | 0 | 0 | 14 | 17 | 20 | 23 | 25 | 29 | 35 | 38 | 42 | 51 | 63 | 77 | 100 | 100 | 100 | 100 | 100 | 100 | 100 | 100 | 100 | 100 | 100 | 100 | 100 | NULL
199 |  | COM2 | USACE - Galveston | Food Warehouse, contents (Inventory) | 0 | 0 | 0 | 0 | 0 | 25 | 40 | 55 | 70 | 85 | 90 | 90 | 90 | 90 | 90 | 90 | 90 | 90 | 90 | 90 | 90 | 90 | 90 | 90 | 90 | 90 | 90 | 90 | 90 | NULL
200 |  | COM2 | USACE - Galveston | Highway Material Storage, contents (Equipment) | 0 | 0 | 0 | 0 | 0 | 5 | 5 | 10 | 10 | 25 | 25 | 50 | 50 | 50 | 75 | 75 | 75 | 75 | 75 | 75 | 75 | 75 | 75 | 75 | 75 | 75 | 75 | 75 | 75 | NULL
201 |  | COM2 | USACE - Galveston | Jewelry, contents (Inventory) | 0 | 0 | 0 | 0 | 0 | 7 | 15 | 24 | 33 | 39 | 45 | 51 | 56 | 61 | 65 | 70 | 74 | 79 | 83 | 87 | 92 | 95 | 96 | 96 | 96 | 96 | 96 | 96 | 96 | NULL
202 |  | COM2 | USACE - Galveston | Lumber Yard, contents (Inventory) | 0 | 0 | 0 | 0 | 0 | 20 | 30 | 45 | 60 | 75 | 90 | 100 | 100 | 100 | 100 | 100 | 100 | 100 | 100 | 100 | 100 | 100 | 100 | 100 | 100 | 100 | 100 | 100 | 100 | NULL
203 |  | COM2 | USACE - Galveston | Medical Supplies, contents (Equipment) | 0 | 0 | 0 | 0 | 0 | 25 | 50 | 75 | 100 | 100 | 100 | 100 | 100 | 100 | 100 | 100 | 100 | 100 | 100 | 100 | 100 | 100 | 100 | 100 | 100 | 100 | 100 | 100 | 100 | NULL
204 |  | COM2 | USACE - Galveston | Medical Supplies, contents (Inventory) | 0 | 0 | 0 | 0 | 0 | 11 | 20 | 27 | 35 | 43 | 50 | 57 | 65 | 73 | 80 | 88 | 96 | 100 | 100 | 100 | 100 | 100 | 100 | 100 | 100 | 100 | 100 | 100 | 100 | NULL
205 |  | COM2 | USACE - Galveston | Municipal Storage Warehouse, contents (Equipment) | 0 | 0 | 0 | 0 | 0 | 28 | 40 | 58 | 75 | 75 | 75 | 75 | 75 | 75 | 75 | 80 | 80 | 80 | 80 | 80 | 80 | 80 | 80 | 80 | 80 | 80 | 80 | 80 | 80 | NULL
206 |  | COM2 | USACE - Galveston | Municipal Storage Warehouse, contents (Inventory) | 0 | 0 | 0 | 0 | 0 | 11 | 16 | 19 | 21 | 23 | 28 | 35 | 47 | 67 | 85 | 90 | 90 | 90 | 90 | 90 | 90 | 90 | 90 | 90 | 90 | 90 | 90 | 90 | 90 | NULL
207 |  | COM2 | USACE - Galveston | Paper Products Warehouse, contents (Equipment) | 0 | 0 | 0 | 0 | 0 | 22 | 42 | 58 | 75 | 87 | 100 | 100 | 100 | 100 | 100 | 100 | 100 | 100 | 100 | 100 | 100 | 100 | 100 | 100 | 100 | 100 | 100 | 100 | 100 | NULL
208 |  | COM2 | USACE - Galveston | Paper Products Warehouse, contents (Inventory) | 0 | 0 | 0 | 0 | 0 | 17 | 27 | 36 | 44 | 52 | 59 | 67 | 73 | 80 | 90 | 98 | 100 | 100 | 100 | 100 | 100 | 100 | 100 | 100 | 100 | 100 | 100 | 100 | 100 | NULL
209 |  | COM2 | USACE - Galveston | Safety Equipment, contents (Equipment) | 0 | 0 | 0 | 0 | 0 | 12 | 25 | 37 | 50 | 62 | 75 | 87 | 100 | 100 | 100 | 100 | 100 | 100 | 100 | 100 | 100 | 100 | 100 | 100 | 100 | 100 | 100 | 100 | 100 | NULL
210 |  | COM2 | USACE - Galveston | Safety Equipment, contents (Inventory) | 0 | 0 | 0 | 0 | 0 | 12 | 25 | 37 | 50 | 62 | 75 | 85 | 93 | 97 | 100 | 100 | 100 | 100 | 100 | 100 | 100 | 100 | 100 | 100 | 100 | 100 | 100 | 100 | 100 | NULL
211 |  | COM2 | USACE - Galveston | Sporting Goods, contents (Equipment) | 0 | 0 | 0 | 0 | 0 | 0 | 0 | 0 | 80 | 80 | 80 | 80 | 80 | 80 | 80 | 80 | 80 | 80 | 80 | 80 | 80 | 80 | 80 | 80 | 80 | 80 | 80 | 80 | 80 | NULL
212 |  | COM2 | USACE - Galveston | Sporting Goods, contents (Inventory) | 0 | 0 | 0 | 0 | 0 | 20 | 30 | 50 | 53 | 55 | 57 | 60 | 60 | 60 | 60 | 60 | 60 | 60 | 60 | 60 | 60 | 60 | 60 | 60 | 60 | 60 | 60 | 60 | 60 | NULL
213 |  | COM2 | USACE - Galveston | Sporting Goods Warehouse, contents (Equipment) | 0 | 0 | 0 | 0 | 0 | 35 | 50 | 63 | 75 | 87 | 100 | 100 | 100 | 100 | 100 | 100 | 100 | 100 | 100 | 100 | 100 | 100 | 100 | 100 | 100 | 100 | 100 | 100 | 100 | NULL
214 |  | COM2 | USACE - Galveston | Sporting Goods Warehouse, contents (Inventory) | 0 | 0 | 0 | 0 | 0 | 35 | 50 | 63 | 75 | 87 | 100 | 100 | 100 | 100 | 100 | 100 | 100 | 100 | 100 | 100 | 100 | 100 | 100 | 100 | 100 | 100 | 100 | 100 | 100 | NULL
215 |  | COM2 | USACE - Galveston | Storage - Chemicals, contents (Equipment) | 0 | 0 | 0 | 0 | 0 | 10 | 15 | 20 | 25 | 35 | 45 | 55 | 65 | 75 | 75 | 75 | 75 | 75 | 75 | 75 | 75 | 75 | 75 | 75 | 75 | 75 | 75 | 75 | 75 | NULL
216 |  | COM2 | USACE - Galveston | Storage - Chemicals, contents (Inventory) | 0 | 0 | 0 | 0 | 0 | 15 | 20 | 30 | 40 | 50 | 60 | 80 | 100 | 100 | 100 | 100 | 100 | 100 | 100 | 100 | 100 | 100 | 100 | 100 | 100 | 100 | 100 | 100 | 100 | NULL
217 |  | COM2 | USACE - Galveston | Storage - Machine Parts, contents (Inventory) | 0 | 0 | 0 | 0 | 0 | 20 | 30 | 40 | 50 | 50 | 50 | 75 | 75 | 75 | 100 | 100 | 100 | 100 | 100 | 100 | 100 | 100 | 100 | 100 | 100 | 100 | 100 | 100 | 100 | NULL
218 |  | COM2 | USACE - Galveston | T.V. Station, contents (Equipment) | 0 | 0 | 0 | 0 | 0 | 3 | 9 | 9 | 9 | 9 | 11 | 13 | 15 | 18 | 22 | 26 | 30 | 35 | 43 | 54 | 70 | 95 | 100 | 100 | 100 | 100 | 100 | 100 | 100 | NULL
219 |  | COM2 | USACE - Galveston | T.V. Repair, contents (Equipment) | 0 | 0 | 0 | 0 | 7 | 10 | 11 | 13 | 16 | 21 | 27 | 34 | 42 | 52 | 63 | 74 | 86 | 100 | 100 | 100 | 100 | 100 | 100 | 100 | 100 | 100 | 100 | 100 | 100 | NULL
220 |  | COM2 | USACE - Galveston | T.V. Repair, contents (Inventory) | 0 | 0 | 0 | 0 | 100 | 100 | 100 | 100 | 100 | 100 | 100 | 100 | 100 | 100 | 100 | 100 | 100 | 100 | 100 | 100 | 100 | 100 | 100 | 100 | 100 | 100 | 100 | 100 | 100 | NULL
221 |  | COM2 | USACE - Galveston | Trailer Parts, contents (Equipment) | 0 | 0 | 0 | 0 | 0 | 0 | 0 | 0 | 0 | 0 | 0 | 0 | 0 | 50 | 50 | 50 | 50 | 80 | 80 | 80 | 80 | 80 | 80 | 80 | 80 | 80 | 80 | 80 | 80 | NULL
222 |  | COM2 | USACE - Galveston | Trailer Parts, contents (Inventory) | 0 | 0 | 0 | 0 | 0 | 0 | 8 | 16 | 28 | 32 | 40 | 43 | 46 | 50 | 50 | 50 | 50 | 50 | 50 | 50 | 50 | 50 | 50 | 50 | 50 | 50 | 50 | 50 | 50 | NULL
223 |  | COM2 | USACE - Galveston | Warehouse, contents (Inventory) | 0 | 0 | 0 | 0 | 0 | 11 | 16 | 19 | 21 | 23 | 28 | 35 | 47 | 67 | 100 | 100 | 100 | 100 | 100 | 100 | 100 | 100 | 100 | 100 | 100 | 100 | 100 | 100 | 100 | NULL
224 |  | COM2 | USACE - Galveston | Beer Warehouse, contents (Equipment) | 0 | 0 | 0 | 0 | 0 | 25 | 40 | 55 | 70 | 85 | 90 | 90 | 90 | 90 | 90 | 90 | 90 | 90 | 90 | 90 | 90 | 90 | 90 | 90 | 90 | 90 | 90 | 90 | 90 | NULL
225 |  | COM2 | USACE - Galveston | Beer Warehouse, contents (Inventory) | 0 | 0 | 0 | 0 | 0 | 20 | 100 | 100 | 100 | 100 | 100 | 100 | 100 | 100 | 100 | 100 | 100 | 100 | 100 | 100 | 100 | 100 | 100 | 100 | 100 | 100 | 100 | 100 | 100 | NULL
226 |  | COM2 | USACE - Galveston | Bottled Gases Warehouse, contents (Equipment) | 0 | 0 | 0 | 0 | 0 | 0 | 0 | 0 | 25 | 35 | 50 | 50 | 50 | 60 | 60 | 60 | 60 | 60 | 75 | 75 | 75 | 75 | 75 | 75 | 75 | 75 | 75 | 75 | 75 | NULL
227 |  | COM2 | USACE - Galveston | Bottled Gases Warehouse, contents (Inventory) | 0 | 0 | 0 | 0 | 0 | 10 | 10 | 10 | 10 | 10 | 10 | 20 | 20 | 20 | 20 | 20 | 20 | 30 | 30 | 30 | 30 | 30 | 30 | 30 | 30 | 30 | 30 | 30 | 30 | NULL
228 |  | COM2 | USACE - Galveston | Cement Warehouse, contents (Inventory) | 0 | 0 | 0 | 0 | 0 | 20 | 40 | 60 | 80 | 100 | 100 | 100 | 100 | 100 | 100 | 100 | 100 | 100 | 100 | 100 | 100 | 100 | 100 | 100 | 100 | 100 | 100 | 100 | 100 | NULL
229 |  | COM2 | USACE - Galveston | Detergents Warehouse, contents (Equipment) | 0 | 0 | 0 | 0 | 0 | 5 | 10 | 15 | 20 | 25 | 35 | 35 | 50 | 50 | 50 | 50 | 50 | 50 | 60 | 60 | 60 | 60 | 60 | 60 | 60 | 60 | 60 | 60 | 60 | NULL
230 |  | COM2 | USACE - Galveston | Detergents Warehouse, contents (Inventory) | 0 | 0 | 0 | 0 | 0 | 25 | 50 | 75 | 100 | 100 | 100 | 100 | 100 | 100 | 100 | 100 | 100 | 100 | 100 | 100 | 100 | 100 | 100 | 100 | 100 | 100 | 100 | 100 | 100 | NULL
231 |  | COM2 | USACE - Galveston | Heavy Machinery Warehouse, contents (Equipment) | 0 | 0 | 0 | 0 | 0 | 5 | 11 | 17 | 20 | 23 | 25 | 29 | 35 | 42 | 51 | 63 | 77 | 80 | 80 | 80 | 80 | 80 | 80 | 80 | 80 | 80 | 80 | 80 | 80 | NULL
232 |  | COM2 | USACE - Galveston | Heavy Machinery Warehouse, contents (Inventory) | 0 | 0 | 0 | 0 | 0 | 10 | 25 | 25 | 35 | 40 | 50 | 75 | 75 | 75 | 75 | 75 | 75 | 85 | 85 | 90 | 90 | 90 | 90 | 90 | 90 | 90 | 90 | 90 | 90 | NULL
233 |  | COM2 | USACE - Galveston | Petroleum Warehouse, contents (Equipment) | 0 | 0 | 0 | 0 | 0 | 0 | 0 | 0 | 25 | 35 | 50 | 50 | 50 | 50 | 60 | 60 | 60 | 60 | 60 | 60 | 60 | 60 | 60 | 60 | 60 | 60 | 60 | 60 | 60 | NULL
234 |  | COM2 | USACE - Galveston | Petroleum Warehouse, contents (Inventory) | 0 | 0 | 0 | 0 | 0 | 0 | 0 | 10 | 20 | 40 | 60 | 80 | 80 | 80 | 80 | 80 | 80 | 80 | 80 | 80 | 80 | 80 | 80 | 80 | 80 | 80 | 80 | 80 | 80 | NULL
235 |  | COM2 | USACE - Galveston | Western Auto, contents (Equipment) | 0 | 0 | 0 | 0 | 0 | 6 | 8 | 16 | 59 | 65 | 70 | 73 | 77 | 81 | 84 | 87 | 90 | 93 | 96 | 100 | 100 | 100 | 100 | 100 | 100 | 100 | 100 | 100 | 100 | NULL
236 |  | COM2 | USACE - Galveston | Western Auto, contents (Inventory) | 0 | 0 | 0 | 0 | 0 | 23 | 50 | 75 | 87 | 100 | 100 | 100 | 100 | 100 | 100 | 100 | 100 | 100 | 100 | 100 | 100 | 100 | 100 | 100 | 100 | 100 | 100 | 100 | 100 | NULL
237 |  | COM2 | USACE - New Orleans | Warehouse, contents, salt water, long duration | 0 | 0 | 0 | 0 | 0 | 53 | 70 | 80 | 96 | 97 | 97 | 97 | 97 | 97 | 97 | 97 | 97 | 97 | 97 | 97 | 97 | 97 | 97 | 97 | 97 | 97 | 97 | 97 | 97 | NULL
238 |  | COM2 | USACE - New Orleans | Warehouse, contents, fresh water, short duration | 0 | 0 | 0 | 0 | 0 | 19 | 31 | 40 | 45 | 49 | 54 | 58 | 63 | 72 | 72 | 72 | 72 | 72 | 72 | 72 | 72 | 72 | 72 | 72 | 72 | 72 | 72 | 72 | 72 | NULL
239 |  | COM2 | USACE - St. Paul | Warehouse, contents, fresh water | 0 | 0 | 0 | 0 | 15 | 31 | 43 | 53 | 61 | 67 | 71 | 73 | 76 | 77 | 78 | 79 | 80 | 81 | 82 | 83 | 84 | 85 | 86 | 87 | 88 | 89 | 90 | 91 | 92 | NULL
240 | 1 | COM3 | USACE - Galveston | Average personal/repair services, Contents (Invetory) | 0 | 0 | 0 | 0 | 4 | 29 | 46 | 67 | 79 | 85 | 91 | 92 | 92 | 93 | 94 | 96 | 96 | 97 | 97 | 98 | 98 | 98 | 98 | 98 | 98 | 98 | 98 | 98 | 98 | NULL
241 |  | COM3 | USACE - Galveston | Auto Repair, contents (Equipment) | 0 | 0 | 0 | 0 | 0 | 30 | 56 | 100 | 100 | 100 | 100 | 100 | 100 | 100 | 100 | 100 | 100 | 100 | 100 | 100 | 100 | 100 | 100 | 100 | 100 | 100 | 100 | 100 | 100 | NULL
242 |  | COM3 | USACE - Galveston | Auto Repair, contents (Inventory) | 0 | 0 | 0 | 0 | 50 | 80 | 95 | 100 | 100 | 100 | 100 | 100 | 100 | 100 | 100 | 100 | 100 | 100 | 100 | 100 | 100 | 100 | 100 | 100 | 100 | 100 | 100 | 100 | 100 | NULL
243 |  | COM3 | USACE - Galveston | Auto Service, contents (Inventory) | 0 | 0 | 0 | 0 | 10 | 40 | 60 | 85 | 100 | 100 | 100 | 100 | 100 | 100 | 100 | 100 | 100 | 100 | 100 | 100 | 100 | 100 | 100 | 100 | 100 | 100 | 100 | 100 | 100 | NULL
244 |  | COM3 | USACE - Galveston | Barber Shop, contents (Equipment) | 0 | 0 | 0 | 0 | 22 | 29 | 37 | 48 | 62 | 78 | 96 | 96 | 96 | 96 | 96 | 96 | 96 | 96 | 96 | 96 | 96 | 96 | 96 | 96 | 96 | 96 | 96 | 96 | 96 | NULL
245 |  | COM3 | USACE - Galveston | Barber Shop, contents (Inventory) | 0 | 0 | 0 | 0 | 0 | 15 | 50 | 75 | 88 | 100 | 100 | 100 | 100 | 100 | 100 | 100 | 100 | 100 | 100 | 100 | 100 | 100 | 100 | 100 | 100 | 100 | 100 | 100 | 100 | NULL
246 |  | COM3 | USACE - Galveston | Beauty Shop, contents (Equipment) | 0 | 0 | 0 | 0 | 0 | 70 | 87 | 94 | 100 | 100 | 100 | 100 | 100 | 100 | 100 | 100 | 100 | 100 | 100 | 100 | 100 | 100 | 100 | 100 | 100 | 100 | 100 | 100 | 100 | NULL
247 |  | COM3 | USACE - Galveston | Beauty Shop, contents (Inventory) | 0 | 0 | 0 | 0 | 0 | 18 | 31 | 50 | 100 | 100 | 100 | 100 | 100 | 100 | 100 | 100 | 100 | 100 | 100 | 100 | 100 | 100 | 100 | 100 | 100 | 100 | 100 | 100 | 100 | NULL
248 |  | COM3 | USACE - Galveston | Boat Service, contents (Equipment) | 0 | 0 | 0 | 0 | 0 | 8 | 12 | 20 | 29 | 40 | 50 | 59 | 67 | 75 | 84 | 92 | 100 | 100 | 100 | 100 | 100 | 100 | 100 | 100 | 100 | 100 | 100 | 100 | 100 | NULL
249 |  | COM3 | USACE - Galveston | Boat Service, contents (Inventory) | 0 | 0 | 0 | 0 | 8 | 33 | 52 | 70 | 75 | 88 | 100 | 100 | 100 | 100 | 100 | 100 | 100 | 100 | 100 | 100 | 100 | 100 | 100 | 100 | 100 | 100 | 100 | 100 | 100 | NULL
250 |  | COM3 | USACE - Galveston | Car Wash, contents (Equipment) | 0 | 0 | 0 | 0 | 0 | 10 | 25 | 40 | 50 | 60 | 75 | 75 | 75 | 75 | 75 | 75 | 75 | 80 | 80 | 80 | 80 | 80 | 80 | 80 | 80 | 80 | 80 | 80 | 80 | NULL
251 |  | COM3 | USACE - Galveston | Car Wash, contents (Inventory) | 0 | 0 | 0 | 0 | 0 | 25 | 50 | 50 | 75 | 100 | 100 | 100 | 100 | 100 | 100 | 100 | 100 | 100 | 100 | 100 | 100 | 100 | 100 | 100 | 100 | 100 | 100 | 100 | 100 | NULL
252 |  | COM3 | USACE - Galveston | Cemetary Complex, contents (Equipment) | 0 | 0 | 0 | 0 | 0 | 29 | 34 | 76 | 88 | 97 | 97 | 97 | 97 | 97 | 97 | 97 | 97 | 97 | 97 | 97 | 97 | 97 | 97 | 97 | 97 | 97 | 97 | 97 | 97 | NULL
253 |  | COM3 | USACE - Galveston | Cemetary Complex, contents (Inventory) | 0 | 0 | 0 | 0 | 0 | 92 | 96 | 100 | 100 | 100 | 100 | 100 | 100 | 100 | 100 | 100 | 100 | 100 | 100 | 100 | 100 | 100 | 100 | 100 | 100 | 100 | 100 | 100 | 100 | NULL
254 |  | COM3 | USACE - Galveston | Cleaners, contents (Equipment) | 0 | 0 | 0 | 0 | 0 | 10 | 30 | 50 | 75 | 95 | 100 | 100 | 100 | 100 | 100 | 100 | 100 | 100 | 100 | 100 | 100 | 100 | 100 | 100 | 100 | 100 | 100 | 100 | 100 | NULL
255 |  | COM3 | USACE - Galveston | Cleaners-substation, contents (Equipment) | 0 | 0 | 0 | 0 | 0 | 4 | 10 | 75 | 95 | 95 | 95 | 95 | 95 | 95 | 95 | 95 | 95 | 95 | 95 | 95 | 95 | 95 | 95 | 95 | 95 | 95 | 95 | 95 | 95 | NULL
256 |  | COM3 | USACE - Galveston | Cleaners-substation, contents (Inventory) | 0 | 0 | 0 | 0 | 0 | 49 | 75 | 90 | 100 | 100 | 100 | 100 | 100 | 100 | 100 | 100 | 100 | 100 | 100 | 100 | 100 | 100 | 100 | 100 | 100 | 100 | 100 | 100 | 100 | NULL
257 |  | COM3 | USACE - Galveston | Private Day Care, contents (Equipment) | 0 | 0 | 0 | 0 | 0 | 20 | 50 | 75 | 100 | 100 | 100 | 100 | 100 | 100 | 100 | 100 | 100 | 100 | 100 | 100 | 100 | 100 | 100 | 100 | 100 | 100 | 100 | 100 | 100 | NULL
258 |  | COM3 | USACE - Galveston | Private Day Care, contents (Inventory) | 0 | 0 | 0 | 0 | 0 | 25 | 50 | 90 | 100 | 100 | 100 | 100 | 100 | 100 | 100 | 100 | 100 | 100 | 100 | 100 | 100 | 100 | 100 | 100 | 100 | 100 | 100 | 100 | 100 | NULL
259 |  | COM3 | USACE - Galveston | Funeral Home, contents (Inventory) | 0 | 0 | 0 | 0 | 0 | 10 | 30 | 60 | 90 | 100 | 100 | 100 | 100 | 100 | 100 | 100 | 100 | 100 | 100 | 100 | 100 | 100 | 100 | 100 | 100 | 100 | 100 | 100 | 100 | NULL
260 |  | COM3 | USACE - Galveston | Laundry, contents (Equipment) | 0 | 0 | 0 | 0 | 0 | 5 | 10 | 13 | 16 | 19 | 22 | 27 | 33 | 40 | 47 | 56 | 65 | 74 | 84 | 94 | 100 | 100 | 100 | 100 | 100 | 100 | 100 | 100 | 100 | NULL
261 |  | COM3 | USACE - Galveston | Photo Studio, contents (Equipment) | 0 | 0 | 0 | 0 | 0 | 10 | 10 | 10 | 10 | 10 | 60 | 60 | 60 | 60 | 60 | 80 | 80 | 80 | 80 | 80 | 80 | 80 | 80 | 80 | 80 | 80 | 80 | 80 | 80 | NULL
262 |  | COM3 | USACE - Galveston | Photo Studio, contents (Inventory) | 0 | 0 | 0 | 0 | 0 | 0 | 0 | 80 | 80 | 80 | 100 | 100 | 100 | 100 | 100 | 100 | 100 | 100 | 100 | 100 | 100 | 100 | 100 | 100 | 100 | 100 | 100 | 100 | 100 | NULL
263 |  | COM3 | USACE - Galveston | Truck Mfg & Sales, contents (Equipment) | 0 | 0 | 0 | 0 | 0 | 65 | 100 | 100 | 100 | 100 | 100 | 100 | 100 | 100 | 100 | 100 | 100 | 100 | 100 | 100 | 100 | 100 | 100 | 100 | 100 | 100 | 100 | 100 | 100 | NULL
264 |  | COM3 | USACE - Galveston | Truck Mfg & Sales, contents (Inventory) | 0 | 0 | 0 | 0 | 0 | 34 | 50 | 57 | 65 | 71 | 76 | 80 | 88 | 89 | 90 | 100 | 100 | 100 | 100 | 100 | 100 | 100 | 100 | 100 | 100 | 100 | 100 | 100 | 100 | NULL
265 |  | COM3 | USACE - Galveston | Washateria, contents (Equipment) | 0 | 0 | 0 | 0 | 0 | 20 | 55 | 78 | 83 | 86 | 95 | 100 | 100 | 100 | 100 | 100 | 100 | 100 | 100 | 100 | 100 | 100 | 100 | 100 | 100 | 100 | 100 | 100 | 100 | NULL
266 |  | COM3 | USACE - New Orleans | Auto Repair, contents, salt water, long duration | 0 | 0 | 0 | 0 | 0 | 88 | 88 | 99 | 100 | 100 | 100 | 100 | 100 | 100 | 100 | 100 | 100 | 100 | 100 | 100 | 100 | 100 | 100 | 100 | 100 | 100 | 100 | 100 | 100 | NULL
267 |  | COM3 | USACE - New Orleans | Auto Repair, contents, fresh water, short duration | 0 | 0 | 0 | 0 | 0 | 17 | 45 | 60 | 65 | 86 | 94 | 94 | 94 | 94 | 94 | 94 | 94 | 94 | 94 | 94 | 94 | 94 | 94 | 94 | 94 | 94 | 94 | 94 | 94 | NULL
268 |  | COM3 | USACE - New Orleans | Barber Shop, contents, salt water, long duration | 0 | 0 | 0 | 0 | 0 | 100 | 100 | 100 | 100 | 100 | 100 | 100 | 100 | 100 | 100 | 100 | 100 | 100 | 100 | 100 | 100 | 100 | 100 | 100 | 100 | 100 | 100 | 100 | 100 | NULL
269 |  | COM3 | USACE - New Orleans | Barber Shop, contents, fresh water, short duration | 0 | 0 | 0 | 0 | 0 | 35 | 48 | 54 | 54 | 55 | 55 | 55 | 55 | 55 | 99 | 100 | 100 | 100 | 100 | 100 | 100 | 100 | 100 | 100 | 100 | 100 | 100 | 100 | 100 | NULL
270 |  | COM3 | USACE - New Orleans | Beauty Salon, contents, salt water, long duration | 0 | 0 | 0 | 0 | 0 | 100 | 100 | 100 | 100 | 100 | 100 | 100 | 100 | 100 | 100 | 100 | 100 | 100 | 100 | 100 | 100 | 100 | 100 | 100 | 100 | 100 | 100 | 100 | 100 | NULL
271 |  | COM3 | USACE - New Orleans | Beauty Salon, contents, fresh water, short duration | 0 | 0 | 0 | 0 | 0 | 35 | 48 | 54 | 54 | 55 | 55 | 55 | 55 | 55 | 99 | 100 | 100 | 100 | 100 | 100 | 100 | 100 | 100 | 100 | 100 | 100 | 100 | 100 | 100 | NULL
272 |  | COM3 | USACE - New Orleans | Funeral Home, contents, salt water, long duration | 0 | 0 | 0 | 0 | 0 | 99 | 99 | 100 | 100 | 100 | 100 | 100 | 100 | 100 | 100 | 100 | 100 | 100 | 100 | 100 | 100 | 100 | 100 | 100 | 100 | 100 | 100 | 100 | 100 | NULL
273 |  | COM3 | USACE - New Orleans | Funeral Home, contents, fresh water, short duration | 0 | 0 | 0 | 0 | 0 | 26 | 46 | 94 | 97 | 99 | 99 | 99 | 99 | 99 | 99 | 99 | 99 | 99 | 99 | 99 | 99 | 99 | 99 | 99 | 99 | 99 | 99 | 99 | 99 | NULL
274 |  | COM3 | USACE - New Orleans | Laundromat, contents, salt water, long duration | 0 | 0 | 0 | 0 | 0 | 100 | 100 | 100 | 100 | 100 | 100 | 100 | 100 | 100 | 100 | 100 | 100 | 100 | 100 | 100 | 100 | 100 | 100 | 100 | 100 | 100 | 100 | 100 | 100 | NULL
275 |  | COM3 | USACE - New Orleans | Laundromat, contents, fresh water, short duration | 0 | 0 | 0 | 0 | 0 | 35 | 48 | 54 | 54 | 55 | 55 | 55 | 55 | 55 | 99 | 100 | 100 | 100 | 100 | 100 | 100 | 100 | 100 | 100 | 100 | 100 | 100 | 100 | 100 | NULL
276 |  | COM3 | USACE - New Orleans | Reupholstery, contents, salt water, long duration | 0 | 0 | 0 | 0 | 0 | 88 | 88 | 99 | 100 | 100 | 100 | 100 | 100 | 100 | 100 | 100 | 100 | 100 | 100 | 100 | 100 | 100 | 100 | 100 | 100 | 100 | 100 | 100 | 100 | NULL
277 |  | COM3 | USACE - New Orleans | Reupholstery, contents, fresh water, short duration | 0 | 0 | 0 | 0 | 0 | 17 | 45 | 60 | 65 | 86 | 94 | 94 | 94 | 94 | 94 | 94 | 94 | 94 | 94 | 94 | 94 | 94 | 94 | 94 | 94 | 94 | 94 | 94 | 94 | NULL
278 |  | COM3 | USACE - New Orleans | Watch Repair, contents, salt water, long duration | 0 | 0 | 0 | 0 | 0 | 88 | 88 | 99 | 100 | 100 | 100 | 100 | 100 | 100 | 100 | 100 | 100 | 100 | 100 | 100 | 100 | 100 | 100 | 100 | 100 | 100 | 100 | 100 | 100 | NULL
279 |  | COM3 | USACE - New Orleans | Watch Repair, contents, fresh water, short duration | 0 | 0 | 0 | 0 | 0 | 17 | 45 | 60 | 65 | 86 | 94 | 94 | 94 | 94 | 94 | 94 | 94 | 94 | 94 | 94 | 94 | 94 | 94 | 94 | 94 | 94 | 94 | 94 | 94 | NULL
280 | 1 | COM4 | USACE - Galveston | Average Prof/Tech services, Contents (Equipment/Inventory) | 0 | 0 | 0 | 0 | 2 | 18 | 25 | 35 | 43 | 49 | 52 | 55 | 57 | 58 | 60 | 65 | 67 | 68 | 69 | 70 | 71 | 71 | 72 | 72 | 72 | 72 | 72 | 72 | 72 | NULL
281 |  | COM4 | USACE - Galveston | Airport, contents (Equipment) | 0 | 0 | 0 | 0 | 0 | 5 | 10 | 10 | 10 | 10 | 10 | 10 | 10 | 10 | 10 | 50 | 50 | 50 | 50 | 50 | 50 | 50 | 50 | 50 | 50 | 50 | 50 | 50 | 50 | NULL
282 |  | COM4 | USACE - Galveston | Airport, contents (Inventory) | 0 | 0 | 0 | 0 | 0 | 30 | 40 | 48 | 55 | 75 | 78 | 80 | 80 | 80 | 80 | 80 | 80 | 80 | 80 | 80 | 80 | 80 | 80 | 80 | 80 | 80 | 80 | 80 | 80 | NULL
283 |  | COM4 | USACE - Galveston | Boat Stalls, contents (Equipment) | 0 | 0 | 0 | 0 | 0 | 3 | 6 | 8 | 11 | 13 | 15 | 17 | 19 | 21 | 22 | 24 | 25 | 27 | 28 | 29 | 31 | 32 | 33 | 34 | 35 | 36 | 37 | 38 | 39 | NULL
284 |  | COM4 | USACE - Galveston | Boat Storage, contents (Inventory) | 0 | 0 | 0 | 0 | 1 | 4 | 7 | 12 | 18 | 24 | 32 | 40 | 48 | 54 | 58 | 63 | 66 | 68 | 70 | 70 | 70 | 70 | 70 | 70 | 70 | 70 | 70 | 70 | 70 | NULL
285 |  | COM4 | USACE - Galveston | Business, contents (Inventory) | 0 | 0 | 0 | 0 | 0 | 2 | 6 | 10 | 15 | 19 | 24 | 28 | 33 | 38 | 44 | 49 | 55 | 62 | 69 | 78 | 86 | 95 | 100 | 100 | 100 | 100 | 100 | 100 | 100 | NULL
286 |  | COM4 | USACE - Galveston | Import Sales, contents (Equipment) | 0 | 0 | 0 | 0 | 0 | 25 | 50 | 75 | 100 | 100 | 100 | 100 | 100 | 100 | 100 | 100 | 100 | 100 | 100 | 100 | 100 | 100 | 100 | 100 | 100 | 100 | 100 | 100 | 100 | NULL
287 |  | COM4 | USACE - Galveston | Import Sales, contents (Inventory) | 0 | 0 | 0 | 0 | 0 | 60 | 65 | 70 | 75 | 80 | 90 | 90 | 90 | 90 | 90 | 90 | 90 | 90 | 90 | 90 | 90 | 90 | 90 | 90 | 90 | 90 | 90 | 90 | 90 | NULL
288 |  | COM4 | USACE - Galveston | Large Commercial Office, contents (Equipment) | 0 | 0 | 0 | 0 | 0 | 16 | 21 | 24 | 25 | 26 | 28 | 31 | 36 | 42 | 50 | 71 | 84 | 100 | 100 | 100 | 100 | 100 | 100 | 100 | 100 | 100 | 100 | 100 | 100 | NULL
289 |  | COM4 | USACE - Galveston | Real Estate Office, contents (Equipment) | 0 | 0 | 0 | 0 | 0 | 1 | 9 | 42 | 75 | 90 | 100 | 100 | 100 | 100 | 100 | 100 | 100 | 100 | 100 | 100 | 100 | 100 | 100 | 100 | 100 | 100 | 100 | 100 | 100 | NULL
290 |  | COM4 | USACE - Galveston | Real Estate Office, contents (Inventory) | 0 | 0 | 0 | 0 | 25 | 43 | 63 | 70 | 80 | 100 | 100 | 100 | 100 | 100 | 100 | 100 | 100 | 100 | 100 | 100 | 100 | 100 | 100 | 100 | 100 | 100 | 100 | 100 | 100 | NULL
291 |  | COM4 | USACE - Galveston | Transport Comapny, contents (Equipment) | 0 | 0 | 0 | 0 | 0 | 60 | 75 | 90 | 90 | 90 | 90 | 90 | 90 | 90 | 90 | 90 | 90 | 90 | 90 | 90 | 90 | 90 | 90 | 90 | 90 | 90 | 90 | 90 | 90 | NULL
292 |  | COM4 | USACE - Galveston | Utility Company, contents (Equipment) | 0 | 0 | 0 | 0 | 0 | 0 | 0 | 0 | 10 | 20 | 30 | 40 | 50 | 50 | 50 | 50 | 50 | 50 | 50 | 50 | 50 | 50 | 50 | 50 | 50 | 50 | 50 | 50 | 50 | NULL
293 |  | COM4 | USACE - Galveston | Utility Company, contents (Inventory) | 0 | 0 | 0 | 0 | 0 | 1 | 1 | 5 | 7 | 10 | 11 | 12 | 13 | 14 | 15 | 15 | 16 | 16 | 16 | 16 | 16 | 16 | 16 | 16 | 16 | 16 | 16 | 16 | 16 | NULL
294 |  | COM4 | USACE - Galveston | Water Supply, contents (Equipment) | 0 | 0 | 0 | 0 | 0 | 0 | 0 | 25 | 25 | 25 | 25 | 25 | 25 | 25 | 25 | 25 | 25 | 25 | 25 | 25 | 25 | 25 | 25 | 25 | 25 | 25 | 25 | 25 | 25 | NULL
295 |  | COM4 | USACE - New Orleans | Accounting Firm, contents, salt water, long duration | 0 | 0 | 0 | 0 | 0 | 99 | 99 | 100 | 100 | 100 | 100 | 100 | 100 | 100 | 100 | 100 | 100 | 100 | 100 | 100 | 100 | 100 | 100 | 100 | 100 | 100 | 100 | 100 | 100 | NULL
296 |  | COM4 | USACE - New Orleans | Accounting Firm, contents, fresh water, short duration | 0 | 0 | 0 | 0 | 0 | 26 | 46 | 94 | 97 | 99 | 99 | 99 | 99 | 99 | 99 | 99 | 99 | 99 | 99 | 99 | 99 | 99 | 99 | 99 | 99 | 99 | 99 | 99 | 99 | NULL
297 |  | COM4 | USACE - New Orleans | Legal Office, contents, salt water, long duration | 0 | 0 | 0 | 0 | 0 | 99 | 99 | 100 | 100 | 100 | 100 | 100 | 100 | 100 | 100 | 100 | 100 | 100 | 100 | 100 | 100 | 100 | 100 | 100 | 100 | 100 | 100 | 100 | 100 | NULL
298 |  | COM4 | USACE - New Orleans | Legal Office, contents, fresh water, short duration | 0 | 0 | 0 | 0 | 0 | 26 | 46 | 94 | 97 | 99 | 99 | 99 | 99 | 99 | 99 | 99 | 99 | 99 | 99 | 99 | 99 | 99 | 99 | 99 | 99 | 99 | 99 | 99 | 99 | NULL
299 |  | COM4 | USACE - New Orleans | Real Estate Office, contents, salt water, long duration | 0 | 0 | 0 | 0 | 0 | 99 | 99 | 100 | 100 | 100 | 100 | 100 | 100 | 100 | 100 | 100 | 100 | 100 | 100 | 100 | 100 | 100 | 100 | 100 | 100 | 100 | 100 | 100 | 100 | NULL
300 |  | COM4 | USACE - New Orleans | Real Estate Office, contents, fresh water, short duration | 0 | 0 | 0 | 0 | 0 | 26 | 46 | 94 | 97 | 99 | 99 | 99 | 99 | 99 | 99 | 99 | 99 | 99 | 99 | 99 | 99 | 99 | 99 | 99 | 99 | 99 | 99 | 99 | 99 | NULL
301 |  | COM4 | USACE - New Orleans | Utility Company, contents, salt water, long duration | 0 | 0 | 0 | 0 | 0 | 60 | 60 | 60 | 60 | 60 | 60 | 60 | 60 | 60 | 100 | 100 | 100 | 100 | 100 | 100 | 100 | 100 | 100 | 100 | 100 | 100 | 100 | 100 | 100 | NULL
302 |  | COM4 | USACE - New Orleans | Utility Company, contents, fresh water, short duration | 0 | 0 | 0 | 0 | 0 | 5 | 18 | 50 | 50 | 52 | 58 | 58 | 58 | 58 | 58 | 59 | 69 | 70 | 70 | 79 | 79 | 79 | 79 | 79 | 79 | 79 | 79 | 79 | 79 | NULL
303 |  | COM4 | USACE - St. Paul | Professional, contents, fresh water | 0 | 0 | 0 | 0 | 15 | 31 | 43 | 53 | 61 | 67 | 71 | 73 | 76 | 77 | 78 | 79 | 80 | 81 | 82 | 83 | 84 | 85 | 86 | 87 | 88 | 89 | 90 | 91 | 92 | NULL
304 | 1 | COM5 | USACE - Galveston | Bank, Contents | 0 | 0 | 0 | 0 | 0 | 50 | 74 | 83 | 100 | 100 | 100 | 100 | 100 | 100 | 100 | 100 | 100 | 100 | 100 | 100 | 100 | 100 | 100 | 100 | 100 | 100 | 100 | 100 | 100 | NULL
305 |  | COM5 | USACE - Galveston | Bank, Contents (Equipment) | 0 | 0 | 0 | 0 | 0 | 50 | 60 | 70 | 100 | 100 | 100 | 100 | 100 | 100 | 100 | 100 | 100 | 100 | 100 | 100 | 100 | 100 | 100 | 100 | 100 | 100 | 100 | 100 | 100 | NULL
306 |  | COM5 | USACE - Galveston | Bank, Contents (Inventory) | 0 | 0 | 0 | 0 | 0 | 50 | 87 | 95 | 100 | 100 | 100 | 100 | 100 | 100 | 100 | 100 | 100 | 100 | 100 | 100 | 100 | 100 | 100 | 100 | 100 | 100 | 100 | 100 | 100 | NULL
307 |  | COM5 | USACE - New Orleans | Bank, Contents, salt water, long duration | 0 | 0 | 0 | 0 | 0 | 99 | 99 | 100 | 100 | 100 | 100 | 100 | 100 | 100 | 100 | 100 | 100 | 100 | 100 | 100 | 100 | 100 | 100 | 100 | 100 | 100 | 100 | 100 | 100 | NULL
308 |  | COM5 | USACE - New Orleans | Bank, Contents, fresh water, short duration | 0 | 0 | 0 | 0 | 0 | 26 | 46 | 94 | 97 | 99 | 99 | 99 | 99 | 99 | 99 | 99 | 99 | 99 | 99 | 99 | 99 | 99 | 99 | 99 | 99 | 99 | 99 | 99 | 99 | NULL
309 | 1 | COM6 | USACE - Galveston | Hospital, Contents | 0 | 0 | 0 | 0 | 0 | 0 | 0 | 10 | 20 | 30 | 65 | 72 | 78 | 85 | 95 | 95 | 95 | 95 | 96 | 96 | 96 | 96 | 96 | 96 | 96 | 96 | 96 | 96 | 96 | NULL
310 |  | COM6 | USACE - Galveston | Hospital, contents (Equipment) | 0 | 0 | 0 | 0 | 0 | 0 | 0 | 20 | 30 | 40 | 50 | 60 | 70 | 80 | 95 | 95 | 95 | 95 | 96 | 96 | 96 | 96 | 96 | 96 | 96 | 96 | 96 | 96 | 96 | NULL
311 |  | COM6 | USACE - Galveston | Hospital, contents (Inventory) | 0 | 0 | 0 | 0 | 0 | 0 | 0 | 0 | 10 | 20 | 80 | 83 | 86 | 89 | 95 | 95 | 95 | 95 | 95 | 95 | 95 | 95 | 95 | 95 | 95 | 95 | 95 | 95 | 95 | NULL
312 | 1 | COM7 | USACE - Galveston | Average Medical Offic/Clinic, Contents (Equipment/Inventory) | 0 | 0 | 0 | 0 | 0 | 28 | 51 | 60 | 63 | 67 | 71 | 72 | 74 | 77 | 81 | 86 | 92 | 94 | 97 | 99 | 100 | 100 | 100 | 100 | 100 | 100 | 100 | 100 | 100 | NULL
313 |  | COM7 | USACE - Galveston | Doctor's Office, contents (Equipment) | 0 | 0 | 0 | 0 | 0 | 7 | 12 | 15 | 16 | 18 | 22 | 27 | 34 | 43 | 57 | 75 | 100 | 100 | 100 | 100 | 100 | 100 | 100 | 100 | 100 | 100 | 100 | 100 | 100 | NULL
314 |  | COM7 | USACE - Galveston | Dentist's Office, contents (Equipment) | 0 | 0 | 0 | 0 | 0 | 25 | 75 | 100 | 100 | 100 | 100 | 100 | 100 | 100 | 100 | 100 | 100 | 100 | 100 | 100 | 100 | 100 | 100 | 100 | 100 | 100 | 100 | 100 | 100 | NULL
315 |  | COM7 | USACE - Galveston | Dentist's Office, contents (Inventory) | 0 | 0 | 0 | 0 | 0 | 21 | 40 | 55 | 70 | 85 | 100 | 100 | 100 | 100 | 100 | 100 | 100 | 100 | 100 | 100 | 100 | 100 | 100 | 100 | 100 | 100 | 100 | 100 | 100 | NULL
316 |  | COM7 | USACE - Galveston | Chiropractic Clinic, contents (Equipment) | 0 | 0 | 0 | 0 | 0 | 6 | 30 | 30 | 30 | 31 | 32 | 35 | 38 | 42 | 47 | 54 | 62 | 72 | 84 | 95 | 100 | 100 | 100 | 100 | 100 | 100 | 100 | 100 | 100 | NULL
317 |  | COM7 | USACE - Galveston | X-Ray Service, contents (Inventory) | 0 | 0 | 0 | 0 | 0 | 80 | 100 | 100 | 100 | 100 | 100 | 100 | 100 | 100 | 100 | 100 | 100 | 100 | 100 | 100 | 100 | 100 | 100 | 100 | 100 | 100 | 100 | 100 | 100 | NULL
318 |  | COM7 | USACE - New Orleans | Medical Office, contents, salt water, long duration | 0 | 0 | 0 | 0 | 0 | 99 | 99 | 100 | 100 | 100 | 100 | 100 | 100 | 100 | 100 | 100 | 100 | 100 | 100 | 100 | 100 | 100 | 100 | 100 | 100 | 100 | 100 | 100 | 100 | NULL
319 |  | COM7 | USACE - New Orleans | Medical Office, contents, fresh water, short duration | 0 | 0 | 0 | 0 | 0 | 26 | 46 | 94 | 97 | 99 | 99 | 99 | 99 | 99 | 99 | 99 | 99 | 99 | 99 | 99 | 99 | 99 | 99 | 99 | 99 | 99 | 99 | 99 | 99 | NULL
320 |  | COM7 | USACE - New Orleans | Dentist's Office, contents, salt water, long duration | 0 | 0 | 0 | 0 | 0 | 99 | 99 | 100 | 100 | 100 | 100 | 100 | 100 | 100 | 100 | 100 | 100 | 100 | 100 | 100 | 100 | 100 | 100 | 100 | 100 | 100 | 100 | 100 | 100 | NULL
321 |  | COM7 | USACE - New Orleans | Dentist's Office, contents, fresh water, short duration | 0 | 0 | 0 | 0 | 0 | 26 | 46 | 94 | 97 | 99 | 99 | 99 | 99 | 99 | 99 | 99 | 99 | 99 | 99 | 99 | 99 | 99 | 99 | 99 | 99 | 99 | 99 | 99 | 99 | NULL
322 | 1 | COM8 | USACE - Galveston | Average Entertainment/Recreation, Contents (Equipment/Inventory) | 0 | 0 | 0 | 0 | 13 | 45 | 55 | 64 | 73 | 77 | 80 | 82 | 83 | 85 | 87 | 89 | 90 | 91 | 92 | 93 | 94 | 95 | 96 | 96 | 96 | 96 | 96 | 96 | 96 | NULL
323 |  | COM8 | USACE - Galveston | Fishing Party Boat, contents (Equipment) | 0 | 0 | 0 | 0 | 0 | 24 | 24 | 24 | 75 | 75 | 75 | 75 | 75 | 75 | 75 | 75 | 75 | 75 | 75 | 75 | 75 | 75 | 75 | 75 | 75 | 75 | 75 | 75 | 75 | NULL
324 |  | COM8 | USACE - Galveston | Fishing Party Boat, contents (Inventory) | 0 | 0 | 0 | 0 | 40 | 80 | 100 | 100 | 100 | 100 | 100 | 100 | 100 | 100 | 100 | 100 | 100 | 100 | 100 | 100 | 100 | 100 | 100 | 100 | 100 | 100 | 100 | 100 | 100 | NULL
325 |  | COM8 | USACE - Galveston | Bowling Alley, contents (Equipment) | 0 | 0 | 0 | 0 | 0 | 17 | 22 | 25 | 27 | 27 | 28 | 30 | 32 | 35 | 39 | 45 | 51 | 58 | 67 | 76 | 86 | 96 | 100 | 100 | 100 | 100 | 100 | 100 | 100 | NULL
326 |  | COM8 | USACE - Galveston | Country Club, contents (Equipment) | 0 | 0 | 0 | 0 | 38 | 41 | 44 | 47 | 52 | 56 | 62 | 67 | 74 | 80 | 87 | 94 | 100 | 100 | 100 | 100 | 100 | 100 | 100 | 100 | 100 | 100 | 100 | 100 | 100 | NULL
327 |  | COM8 | USACE - Galveston | Country Club, contents (Inventory) | 0 | 0 | 0 | 0 | 0 | 12 | 19 | 27 | 34 | 42 | 48 | 55 | 62 | 68 | 73 | 78 | 84 | 89 | 94 | 100 | 100 | 100 | 100 | 100 | 100 | 100 | 100 | 100 | 100 | NULL
328 |  | COM8 | USACE - Galveston | Physical Fitness, contents (Equipment) | 0 | 0 | 0 | 0 | 0 | 25 | 45 | 75 | 90 | 100 | 100 | 100 | 100 | 100 | 100 | 100 | 100 | 100 | 100 | 100 | 100 | 100 | 100 | 100 | 100 | 100 | 100 | 100 | 100 | NULL
329 |  | COM8 | USACE - Galveston | Private Pool, contents (Equipment) | 0 | 0 | 0 | 0 | 0 | 25 | 50 | 75 | 100 | 100 | 100 | 100 | 100 | 100 | 100 | 100 | 100 | 100 | 100 | 100 | 100 | 100 | 100 | 100 | 100 | 100 | 100 | 100 | 100 | NULL
330 |  | COM8 | USACE - Galveston | Private Club, contents (Equipment) | 0 | 0 | 0 | 0 | 0 | 40 | 45 | 49 | 52 | 55 | 59 | 63 | 68 | 74 | 85 | 90 | 95 | 100 | 100 | 100 | 100 | 100 | 100 | 100 | 100 | 100 | 100 | 100 | 100 | NULL
331 |  | COM8 | USACE - Galveston | Private Club, contents (Inventory) | 0 | 0 | 0 | 0 | 0 | 10 | 21 | 28 | 35 | 41 | 47 | 54 | 62 | 71 | 83 | 95 | 100 | 100 | 100 | 100 | 100 | 100 | 100 | 100 | 100 | 100 | 100 | 100 | 100 | NULL
332 |  | COM8 | USACE - Galveston | Radio Station, contents (Equipment) | 0 | 0 | 0 | 0 | 100 | 100 | 100 | 100 | 100 | 100 | 100 | 100 | 100 | 100 | 100 | 100 | 100 | 100 | 100 | 100 | 100 | 100 | 100 | 100 | 100 | 100 | 100 | 100 | 100 | NULL
333 |  | COM8 | USACE - Galveston | Recreation Facilities, contents (Equipment) | 0 | 0 | 0 | 0 | 0 | 5 | 10 | 20 | 30 | 45 | 60 | 60 | 60 | 60 | 60 | 60 | 60 | 60 | 60 | 75 | 75 | 100 | 100 | 100 | 100 | 100 | 100 | 100 | 100 | NULL
334 |  | COM8 | USACE - Galveston | Recreation Facilities, contents (Inventory) | 0 | 0 | 0 | 0 | 0 | 25 | 50 | 50 | 75 | 100 | 100 | 100 | 100 | 100 | 100 | 100 | 100 | 100 | 100 | 100 | 100 | 100 | 100 | 100 | 100 | 100 | 100 | 100 | 100 | NULL
335 |  | COM8 | USACE - Galveston | Tavern, contents (Equipment) | 0 | 0 | 0 | 0 | 36 | 62 | 73 | 88 | 97 | 100 | 100 | 100 | 100 | 100 | 100 | 100 | 100 | 100 | 100 | 100 | 100 | 100 | 100 | 100 | 100 | 100 | 100 | 100 | 100 | NULL
336 |  | COM8 | USACE - Galveston | Tavern, contents (Inventory) | 0 | 0 | 0 | 0 | 42 | 53 | 78 | 92 | 97 | 100 | 100 | 100 | 100 | 100 | 100 | 100 | 100 | 100 | 100 | 100 | 100 | 100 | 100 | 100 | 100 | 100 | 100 | 100 | 100 | NULL
337 |  | COM8 | USACE - Galveston | Telephone Exchange, contents (Equipment) | 0 | 0 | 0 | 0 | 0 | 100 | 100 | 100 | 100 | 100 | 100 | 100 | 100 | 100 | 100 | 100 | 100 | 100 | 100 | 100 | 100 | 100 | 100 | 100 | 100 | 100 | 100 | 100 | 100 | NULL
338 |  | COM8 | USACE - Galveston | YMCA - Contents (Inventory) | 0 | 0 | 0 | 0 | 0 | 25 | 33 | 33 | 33 | 33 | 33 | 33 | 33 | 33 | 33 | 35 | 35 | 35 | 36 | 36 | 37 | 37 | 38 | 38 | 39 | 39 | 40 | 40 | 40 | NULL
339 |  | COM8 | USACE - Galveston | Cafeteria Restaurant, contents (Equipment) | 0 | 0 | 0 | 0 | 0 | 40 | 57 | 70 | 71 | 75 | 82 | 100 | 100 | 100 | 100 | 100 | 100 | 100 | 100 | 100 | 100 | 100 | 100 | 100 | 100 | 100 | 100 | 100 | 100 | NULL
340 |  | COM8 | USACE - Galveston | Cafeteria Restaurant, contents (Inventory) | 0 | 0 | 0 | 0 | 0 | 73 | 88 | 100 | 100 | 100 | 100 | 100 | 100 | 100 | 100 | 100 | 100 | 100 | 100 | 100 | 100 | 100 | 100 | 100 | 100 | 100 | 100 | 100 | 100 | NULL
341 |  | COM8 | USACE - Galveston | Drive-In Restaurant, contents (Equipment) | 0 | 0 | 0 | 0 | 0 | 82 | 90 | 100 | 100 | 100 | 100 | 100 | 100 | 100 | 100 | 100 | 100 | 100 | 100 | 100 | 100 | 100 | 100 | 100 | 100 | 100 | 100 | 100 | 100 | NULL
342 |  | COM8 | USACE - Galveston | Drive-In Restaurant, contents (Inventory) | 0 | 0 | 0 | 0 | 0 | 52 | 60 | 78 | 100 | 100 | 100 | 100 | 100 | 100 | 100 | 100 | 100 | 100 | 100 | 100 | 100 | 100 | 100 | 100 | 100 | 100 | 100 | 100 | 100 | NULL
343 |  | COM8 | USACE - New Orleans | Bowling Alley, contents, salt water, long duration | 0 | 0 | 0 | 0 | 0 | 83 | 88 | 93 | 94 | 94 | 94 | 94 | 99 | 99 | 99 | 99 | 99 | 99 | 99 | 99 | 99 | 99 | 99 | 99 | 99 | 99 | 99 | 99 | 99 | NULL
344 |  | COM8 | USACE - New Orleans | Bowling Alley, contents, fresh water, short duration | 0 | 0 | 0 | 0 | 0 | 28 | 61 | 81 | 89 | 90 | 92 | 92 | 98 | 98 | 98 | 98 | 98 | 98 | 98 | 98 | 98 | 98 | 98 | 98 | 98 | 98 | 98 | 98 | 98 | NULL
345 |  | COM8 | USACE - New Orleans | Fast Food Restaurant, contents, salt water, long duration | 0 | 0 | 0 | 0 | 0 | 83 | 88 | 93 | 94 | 94 | 94 | 94 | 99 | 99 | 99 | 99 | 99 | 99 | 99 | 99 | 99 | 99 | 99 | 99 | 99 | 99 | 99 | 99 | 99 | NULL
346 |  | COM8 | USACE - New Orleans | Fast Food Restaurant, contents, fresh water, short duration | 0 | 0 | 0 | 0 | 0 | 28 | 61 | 81 | 89 | 90 | 92 | 92 | 98 | 98 | 98 | 98 | 98 | 98 | 98 | 98 | 98 | 98 | 98 | 98 | 98 | 98 | 98 | 98 | 98 | NULL
347 |  | COM8 | USACE - New Orleans | Full-Service Restaurant, contents, salt water, long duration | 0 | 0 | 0 | 0 | 0 | 83 | 88 | 93 | 94 | 94 | 94 | 94 | 99 | 99 | 99 | 99 | 99 | 99 | 99 | 99 | 99 | 99 | 99 | 99 | 99 | 99 | 99 | 99 | 99 | NULL
348 |  | COM8 | USACE - New Orleans | Full-Service Restaurant, contents, fresh water, short duration | 0 | 0 | 0 | 0 | 0 | 28 | 61 | 81 | 89 | 90 | 92 | 92 | 98 | 98 | 98 | 98 | 98 | 98 | 98 | 98 | 98 | 98 | 98 | 98 | 98 | 98 | 98 | 98 | 98 | NULL
349 |  | COM8 | USACE - New Orleans | Lounge, contents, salt water, long duration | 0 | 0 | 0 | 0 | 0 | 83 | 88 | 93 | 94 | 94 | 94 | 94 | 99 | 99 | 99 | 99 | 99 | 99 | 99 | 99 | 99 | 99 | 99 | 99 | 99 | 99 | 99 | 99 | 99 | NULL
350 |  | COM8 | USACE - New Orleans | Lounge, contents, fresh water, short duration | 0 | 0 | 0 | 0 | 0 | 28 | 61 | 81 | 89 | 90 | 92 | 92 | 98 | 98 | 98 | 98 | 98 | 98 | 98 | 98 | 98 | 98 | 98 | 98 | 98 | 98 | 98 | 98 | 98 | NULL
351 |  | COM8 | USACE - St. Paul | Recreation, contents, fresh water | 0 | 0 | 0 | 0 | 15 | 31 | 43 | 53 | 61 | 67 | 71 | 73 | 76 | 77 | 78 | 79 | 80 | 81 | 82 | 83 | 84 | 85 | 86 | 87 | 88 | 89 | 90 | 91 | 92 | NULL
352 | 1 | COM9 | USACE - Galveston | Theater, Contents (Equipment) | 0 | 0 | 0 | 0 | 0 | 4 | 6 | 8 | 9 | 10 | 12 | 17 | 22 | 30 | 41 | 57 | 66 | 73 | 79 | 84 | 90 | 97 | 98 | 100 | 100 | 100 | 100 | 100 | 100 | NULL
353 |  | COM9 | USACE - Galveston | Private Hall, contents, (Equipment) | 0 | 0 | 0 | 0 | 0 | 5 | 8 | 10 | 12 | 14 | 18 | 24 | 32 | 44 | 60 | 85 | 95 | 100 | 100 | 100 | 100 | 100 | 100 | 100 | 100 | 100 | 100 | 100 | 100 | NULL
354 |  | COM9 | USACE - Galveston | Indoor Theater, contents, (Equipment) | 0 | 0 | 0 | 0 | 0 | 3 | 4 | 5 | 6 | 6 | 6 | 9 | 12 | 16 | 22 | 28 | 37 | 46 | 57 | 68 | 80 | 93 | 95 | 100 | 100 | 100 | 100 | 100 | 100 | NULL
355 |  | COM9 | USACE - New Orleans | Movie Theater, contents, salt water, long duration | 0 | 0 | 0 | 0 | 0 | 83 | 88 | 93 | 94 | 94 | 94 | 94 | 99 | 99 | 99 | 99 | 99 | 99 | 99 | 99 | 99 | 99 | 99 | 99 | 99 | 99 | 99 | 99 | 99 | NULL
356 |  | COM9 | USACE - New Orleans | Movie Theater, contents, fresh water, short duration | 0 | 0 | 0 | 0 | 0 | 28 | 61 | 81 | 89 | 90 | 92 | 92 | 98 | 98 | 98 | 98 | 98 | 98 | 98 | 98 | 98 | 98 | 98 | 98 | 98 | 98 | 98 | 98 | 98 | NULL
357 | 1 | COM10 | USACE - Galveston | Garage, Contents (Inventory) | 0 | 0 | 0 | 0 | 0 | 11 | 17 | 20 | 23 | 25 | 29 | 35 | 42 | 51 | 63 | 77 | 93 | 100 | 100 | 100 | 100 | 100 | 100 | 100 | 100 | 100 | 100 | 100 | 100 | NULL
358 | 1 | IND1 | USACE - Galveston | Average Heavy Industrial, Contents (Equipment/Inventory) | 0 | 0 | 0 | 0 | 0 | 15 | 24 | 34 | 41 | 47 | 52 | 57 | 60 | 63 | 64 | 66 | 68 | 69 | 72 | 73 | 73 | 73 | 74 | 74 | 74 | 74 | 75 | 75 | 75 | NULL
359 |  | IND1 | USACE - Galveston | Boiler Building, contents (Equipment) | 0 | 0 | 0 | 0 | 0 | 5 | 10 | 10 | 10 | 20 | 20 | 20 | 20 | 20 | 20 | 20 | 20 | 20 | 20 | 20 | 20 | 20 | 20 | 20 | 20 | 20 | 20 | 20 | 20 | NULL
360 |  | IND1 | USACE - Galveston | Cabinet Shop Mfg, contents (Equipment) | 0 | 0 | 0 | 0 | 0 | 20 | 25 | 30 | 35 | 40 | 45 | 50 | 55 | 65 | 65 | 65 | 65 | 65 | 65 | 65 | 65 | 65 | 65 | 65 | 65 | 65 | 65 | 65 | 65 | NULL
361 |  | IND1 | USACE - Galveston | Cabinet Shop Mfg, contents (Inventory) | 0 | 0 | 0 | 0 | 0 | 2 | 4 | 8 | 10 | 11 | 12 | 13 | 15 | 15 | 15 | 15 | 15 | 15 | 15 | 15 | 15 | 15 | 15 | 15 | 15 | 15 | 15 | 15 | 15 | NULL
362 |  | IND1 | USACE - Galveston | Concrete Mfg, contents (Equipment) | 0 | 0 | 0 | 0 | 0 | 15 | 50 | 51 | 53 | 54 | 55 | 55 | 56 | 56 | 56 | 56 | 56 | 56 | 56 | 56 | 56 | 56 | 56 | 56 | 56 | 56 | 56 | 56 | 56 | NULL
363 |  | IND1 | USACE - Galveston | Door Mfg, contents (Equipment) | 0 | 0 | 0 | 0 | 0 | 10 | 25 | 45 | 70 | 80 | 90 | 95 | 100 | 100 | 100 | 100 | 100 | 100 | 100 | 100 | 100 | 100 | 100 | 100 | 100 | 100 | 100 | 100 | 100 | NULL
364 |  | IND1 | USACE - Galveston | Door Mfg, contents (Inventory) | 0 | 0 | 0 | 0 | 0 | 20 | 40 | 80 | 100 | 100 | 100 | 100 | 100 | 100 | 100 | 100 | 100 | 100 | 100 | 100 | 100 | 100 | 100 | 100 | 100 | 100 | 100 | 100 | 100 | NULL
365 |  | IND1 | USACE - Galveston | Engine Room, contents (Equipment) | 0 | 0 | 0 | 0 | 0 | 20 | 25 | 30 | 35 | 40 | 45 | 50 | 55 | 65 | 65 | 65 | 65 | 65 | 75 | 75 | 75 | 75 | 75 | 75 | 75 | 75 | 75 | 75 | 75 | NULL
366 |  | IND1 | USACE - Galveston | Fabrication Shop, contents (Inventory) | 0 | 0 | 0 | 0 | 0 | 10 | 20 | 30 | 40 | 50 | 60 | 70 | 75 | 80 | 80 | 80 | 80 | 80 | 80 | 80 | 80 | 80 | 80 | 80 | 80 | 80 | 80 | 80 | 80 | NULL
367 |  | IND1 | USACE - Galveston | Heat Exchanger Mfg, contents (Equipment) | 0 | 0 | 0 | 0 | 0 | 12 | 22 | 32 | 40 | 46 | 52 | 55 | 58 | 60 | 63 | 71 | 80 | 85 | 91 | 96 | 100 | 100 | 100 | 100 | 100 | 100 | 100 | 100 | 100 | NULL
368 |  | IND1 | USACE - Galveston | Heat Exchanger Mfg, contents (Inventory) | 0 | 0 | 0 | 0 | 0 | 11 | 15 | 17 | 19 | 21 | 23 | 24 | 26 | 28 | 29 | 32 | 34 | 36 | 38 | 39 | 41 | 43 | 45 | 47 | 49 | 51 | 53 | 55 | 57 | NULL
369 |  | IND1 | USACE - Galveston | Lock Shop, contents (Equipment) | 0 | 0 | 0 | 0 | 0 | 8 | 12 | 20 | 29 | 40 | 50 | 59 | 67 | 75 | 84 | 92 | 100 | 100 | 100 | 100 | 100 | 100 | 100 | 100 | 100 | 100 | 100 | 100 | 100 | NULL
370 |  | IND1 | USACE - Galveston | Lock Shop, contents (Inventory) | 0 | 0 | 0 | 0 | 8 | 33 | 52 | 70 | 75 | 88 | 100 | 100 | 100 | 100 | 100 | 100 | 100 | 100 | 100 | 100 | 100 | 100 | 100 | 100 | 100 | 100 | 100 | 100 | 100 | NULL
371 |  | IND1 | USACE - Galveston | Lumber Mill, contents (Equipment) | 0 | 0 | 0 | 0 | 0 | 0 | 0 | 0 | 0 | 20 | 20 | 20 | 20 | 20 | 20 | 20 | 20 | 20 | 65 | 65 | 65 | 65 | 65 | 65 | 65 | 65 | 65 | 65 | 65 | NULL
372 |  | IND1 | USACE - Galveston | Heavy Machine Shop, contents (Equipment) | 0 | 0 | 0 | 0 | 0 | 8 | 16 | 24 | 33 | 41 | 49 | 58 | 66 | 74 | 82 | 91 | 98 | 100 | 100 | 100 | 100 | 100 | 100 | 100 | 100 | 100 | 100 | 100 | 100 | NULL
373 |  | IND1 | USACE - Galveston | Heavy Machine Shop, contents (Inventory) | 0 | 0 | 0 | 0 | 0 | 2 | 5 | 10 | 15 | 20 | 25 | 30 | 40 | 50 | 50 | 50 | 50 | 50 | 50 | 50 | 50 | 50 | 50 | 50 | 50 | 50 | 50 | 50 | 50 | NULL
374 |  | IND1 | USACE - Galveston | Light Machine Shop, contents (Inventory) | 0 | 0 | 0 | 0 | 0 | 8 | 12 | 18 | 27 | 35 | 42 | 42 | 42 | 55 | 55 | 55 | 65 | 65 | 70 | 70 | 70 | 70 | 70 | 70 | 70 | 70 | 70 | 70 | 70 | NULL
375 |  | IND1 | USACE - Galveston | Metal Coatings Serv, contents (Equipment) | 0 | 0 | 0 | 0 | 0 | 32 | 50 | 63 | 75 | 87 | 100 | 100 | 100 | 100 | 100 | 100 | 100 | 100 | 100 | 100 | 100 | 100 | 100 | 100 | 100 | 100 | 100 | 100 | 100 | NULL
376 |  | IND1 | USACE - Galveston | Metal Coatings Serv., contents (Inventory) | 0 | 0 | 0 | 0 | 0 | 75 | 100 | 100 | 100 | 100 | 100 | 100 | 100 | 100 | 100 | 100 | 100 | 100 | 100 | 100 | 100 | 100 | 100 | 100 | 100 | 100 | 100 | 100 | 100 | NULL
377 |  | IND1 | USACE - Galveston | Pipe Threader Facility, contents (Equipment) | 0 | 0 | 0 | 0 | 0 | 25 | 25 | 50 | 50 | 50 | 50 | 75 | 75 | 75 | 75 | 90 | 90 | 90 | 100 | 100 | 100 | 100 | 100 | 100 | 100 | 100 | 100 | 100 | 100 | NULL
378 |  | IND1 | USACE - Galveston | Pressure Test Facility, contents (Equipment) | 0 | 0 | 0 | 0 | 0 | 20 | 20 | 25 | 25 | 30 | 30 | 40 | 40 | 40 | 40 | 40 | 40 | 40 | 40 | 40 | 40 | 40 | 40 | 40 | 40 | 40 | 40 | 40 | 40 | NULL
379 |  | IND1 | USACE - Galveston | Metal Recycling, contents (Inventory) | 0 | 0 | 0 | 0 | 0 | 0 | 0 | 10 | 20 | 20 | 20 | 40 | 40 | 40 | 40 | 40 | 40 | 50 | 50 | 50 | 50 | 50 | 50 | 50 | 50 | 50 | 50 | 50 | 50 | NULL
380 |  | IND1 | USACE - Galveston | Machine Research Lab, contents (Equipment) | 0 | 0 | 0 | 0 | 0 | 20 | 25 | 30 | 35 | 40 | 42 | 44 | 46 | 48 | 50 | 50 | 50 | 55 | 55 | 55 | 55 | 55 | 55 | 55 | 55 | 55 | 55 | 55 | 55 | NULL
381 |  | IND1 | USACE - Galveston | Machine Research Lab, contents (Inventory) | 0 | 0 | 0 | 0 | 0 | 20 | 40 | 60 | 80 | 85 | 90 | 90 | 90 | 90 | 90 | 90 | 90 | 90 | 90 | 90 | 90 | 90 | 90 | 90 | 90 | 90 | 90 | 90 | 90 | NULL
382 |  | IND1 | USACE - Galveston | Scale Bldg, contents (Equipment) | 0 | 0 | 0 | 0 | 0 | 0 | 5 | 15 | 25 | 40 | 50 | 75 | 85 | 100 | 100 | 100 | 100 | 100 | 100 | 100 | 100 | 100 | 100 | 100 | 100 | 100 | 100 | 100 | 100 | NULL
383 |  | IND1 | USACE - Galveston | Welding-Machine, contents (Equipment) | 0 | 0 | 0 | 0 | 0 | 1 | 6 | 15 | 18 | 20 | 21 | 22 | 24 | 27 | 30 | 33 | 37 | 41 | 45 | 49 | 54 | 59 | 63 | 68 | 72 | 76 | 80 | 84 | 88 | NULL
384 | 1 | IND2 | USACE - Galveston | Average Light Industrial, Contents (Equipment/Inventory) | 0 | 0 | 0 | 0 | 0 | 9 | 23 | 35 | 44 | 52 | 58 | 62 | 65 | 68 | 70 | 73 | 74 | 77 | 78 | 78 | 79 | 80 | 80 | 80 | 80 | 81 | 81 | 81 | 81 | NULL
385 |  | IND2 | USACE - Galveston | Battery Mfg, contents (Equipment) | 0 | 0 | 0 | 0 | 0 | 10 | 20 | 30 | 40 | 60 | 80 | 80 | 80 | 80 | 80 | 80 | 80 | 90 | 90 | 90 | 90 | 90 | 90 | 90 | 90 | 90 | 90 | 90 | 90 | NULL
386 |  | IND2 | USACE - Galveston | Battery Mfg, contents (Inventory) | 0 | 0 | 0 | 0 | 0 | 10 | 10 | 15 | 15 | 20 | 20 | 25 | 25 | 30 | 30 | 30 | 30 | 40 | 40 | 40 | 50 | 50 | 50 | 50 | 50 | 50 | 50 | 50 | 50 | NULL
387 |  | IND2 | USACE - Galveston | Control Bldg, contents (Equipment) | 0 | 0 | 0 | 0 | 0 | 0 | 0 | 25 | 50 | 75 | 75 | 85 | 85 | 90 | 90 | 90 | 95 | 95 | 95 | 95 | 95 | 95 | 95 | 95 | 95 | 95 | 95 | 95 | 95 | NULL
388 |  | IND2 | USACE - Galveston | Electronic Equip Mfg, contents (Equipment) | 0 | 0 | 0 | 0 | 0 | 25 | 50 | 75 | 100 | 100 | 100 | 100 | 100 | 100 | 100 | 100 | 100 | 100 | 100 | 100 | 100 | 100 | 100 | 100 | 100 | 100 | 100 | 100 | 100 | NULL
389 |  | IND2 | USACE - Galveston | Electronic Equip Mfg, contents (Inventory) | 0 | 0 | 0 | 0 | 0 | 25 | 40 | 55 | 70 | 85 | 100 | 100 | 100 | 100 | 100 | 100 | 100 | 100 | 100 | 100 | 100 | 100 | 100 | 100 | 100 | 100 | 100 | 100 | 100 | NULL
390 |  | IND2 | USACE - Galveston | Frame Shop, contents (Inventory) | 0 | 0 | 0 | 0 | 0 | 16 | 45 | 80 | 88 | 93 | 95 | 98 | 100 | 100 | 100 | 100 | 100 | 100 | 100 | 100 | 100 | 100 | 100 | 100 | 100 | 100 | 100 | 100 | 100 | NULL
391 |  | IND2 | USACE - Galveston | Furniture Mfg, contents (Equipment) | 0 | 0 | 0 | 0 | 0 | 0 | 0 | 10 | 10 | 10 | 10 | 10 | 10 | 10 | 10 | 10 | 10 | 10 | 10 | 10 | 10 | 10 | 10 | 10 | 10 | 10 | 10 | 10 | 10 | NULL
392 |  | IND2 | USACE - Galveston | Furniture Mfg, contents (Inventory) | 0 | 0 | 0 | 0 | 0 | 0 | 40 | 50 | 60 | 70 | 80 | 90 | 100 | 100 | 100 | 100 | 100 | 100 | 100 | 100 | 100 | 100 | 100 | 100 | 100 | 100 | 100 | 100 | 100 | NULL
393 |  | IND2 | USACE - Galveston | Instrument Mfg, contents (Equipment) | 0 | 0 | 0 | 0 | 0 | 7 | 13 | 20 | 27 | 34 | 42 | 48 | 57 | 71 | 80 | 85 | 93 | 100 | 100 | 100 | 100 | 100 | 100 | 100 | 100 | 100 | 100 | 100 | 100 | NULL
394 |  | IND2 | USACE - Galveston | Instrument Mfg, contents (Inventory) | 0 | 0 | 0 | 0 | 0 | 30 | 50 | 61 | 73 | 82 | 90 | 97 | 100 | 100 | 100 | 100 | 100 | 100 | 100 | 100 | 100 | 100 | 100 | 100 | 100 | 100 | 100 | 100 | 100 | NULL
395 |  | IND2 | USACE - Galveston | Leather Goods Mfg, contents (Equipment) | 0 | 0 | 0 | 0 | 0 | 3 | 6 | 9 | 12 | 15 | 18 | 21 | 24 | 27 | 30 | 33 | 36 | 39 | 42 | 45 | 48 | 51 | 54 | 57 | 60 | 63 | 66 | 69 | 72 | NULL
396 |  | IND2 | USACE - Galveston | Leather Goods Mfg, contents (Inventory) | 0 | 0 | 0 | 0 | 0 | 7 | 12 | 16 | 20 | 23 | 26 | 27 | 29 | 30 | 30 | 36 | 39 | 41 | 44 | 46 | 49 | 51 | 54 | 57 | 60 | 63 | 66 | 69 | 72 | NULL
397 |  | IND2 | USACE - Galveston | Industrial Loading Dock, contents (Equipment) | 0 | 0 | 0 | 0 | 0 | 0 | 0 | 0 | 10 | 10 | 25 | 40 | 60 | 60 | 60 | 60 | 60 | 60 | 60 | 60 | 60 | 60 | 60 | 60 | 60 | 60 | 60 | 60 | 60 | NULL
398 |  | IND2 | USACE - Galveston | Industrial Loading Dock, contents (Inventory) | 0 | 0 | 0 | 0 | 0 | 10 | 10 | 10 | 10 | 10 | 10 | 10 | 20 | 20 | 20 | 20 | 20 | 30 | 30 | 30 | 40 | 40 | 40 | 40 | 40 | 40 | 40 | 40 | 40 | NULL
399 |  | IND2 | USACE - Galveston | Locker Bldg, contents (Inventory) | 0 | 0 | 0 | 0 | 5 | 25 | 55 | 75 | 90 | 100 | 100 | 100 | 100 | 100 | 100 | 100 | 100 | 100 | 100 | 100 | 100 | 100 | 100 | 100 | 100 | 100 | 100 | 100 | 100 | NULL
400 |  | IND2 | USACE - Galveston | Maint Bldg-Mfg Facilility, contents (Equipment) | 0 | 0 | 0 | 0 | 0 | 10 | 15 | 20 | 25 | 35 | 45 | 45 | 45 | 45 | 50 | 50 | 50 | 55 | 55 | 55 | 60 | 60 | 60 | 60 | 60 | 60 | 60 | 60 | 60 | NULL
401 |  | IND2 | USACE - Galveston | Newspaper Print Plant, contents (Equipment) | 0 | 0 | 0 | 0 | 0 | 5 | 8 | 11 | 13 | 16 | 20 | 25 | 31 | 39 | 48 | 59 | 70 | 82 | 95 | 100 | 100 | 100 | 100 | 100 | 100 | 100 | 100 | 100 | 100 | NULL
402 |  | IND2 | USACE - Galveston | Newspaper Sales Office, contents (Equipment) | 0 | 0 | 0 | 0 | 0 | 4 | 9 | 18 | 33 | 75 | 100 | 100 | 100 | 100 | 100 | 100 | 100 | 100 | 100 | 100 | 100 | 100 | 100 | 100 | 100 | 100 | 100 | 100 | 100 | NULL
403 |  | IND2 | USACE - Galveston | Newspaper Sales Office, contents (Inventory) | 0 | 0 | 0 | 0 | 0 | 17 | 46 | 100 | 100 | 100 | 100 | 100 | 100 | 100 | 100 | 100 | 100 | 100 | 100 | 100 | 100 | 100 | 100 | 100 | 100 | 100 | 100 | 100 | 100 | NULL
404 |  | IND2 | USACE - Galveston | Manuf Facility Office, contents (Equipment) | 0 | 0 | 0 | 0 | 0 | 0 | 10 | 20 | 30 | 40 | 50 | 60 | 70 | 80 | 90 | 100 | 100 | 100 | 100 | 100 | 100 | 100 | 100 | 100 | 100 | 100 | 100 | 100 | 100 | NULL
405 |  | IND2 | USACE - Galveston | Manuf Facility Office, contents (Inventory) | 0 | 0 | 0 | 0 | 0 | 0 | 16 | 21 | 30 | 40 | 45 | 50 | 60 | 75 | 85 | 90 | 90 | 100 | 100 | 100 | 100 | 100 | 100 | 100 | 100 | 100 | 100 | 100 | 100 | NULL
406 |  | IND2 | USACE - Galveston | Commercial Printing, contents (Equipment) | 0 | 0 | 0 | 0 | 0 | 0 | 30 | 30 | 30 | 30 | 30 | 30 | 30 | 30 | 30 | 50 | 50 | 50 | 50 | 50 | 50 | 50 | 50 | 50 | 50 | 50 | 50 | 50 | 50 | NULL
407 |  | IND2 | USACE - Galveston | Commercial Printing, contents (Inventory) | 0 | 0 | 0 | 0 | 0 | 10 | 35 | 50 | 70 | 73 | 75 | 75 | 75 | 75 | 75 | 75 | 75 | 75 | 75 | 75 | 75 | 75 | 75 | 75 | 75 | 75 | 75 | 75 | 75 | NULL
408 | 1 | IND3 | USACE - Galveston | Average Food/Drugs/Chemicals, Contents (Equipment/Inventory) | 0 | 0 | 0 | 0 | 2 | 20 | 41 | 51 | 62 | 67 | 71 | 73 | 76 | 78 | 79 | 82 | 83 | 84 | 86 | 87 | 87 | 88 | 88 | 88 | 88 | 88 | 88 | 88 | 88 | NULL
409 |  | IND3 | USACE - Galveston | Chemical Plant, contents (Equipment) | 0 | 0 | 0 | 0 | 0 | 38 | 44 | 52 | 92 | 92 | 92 | 92 | 92 | 92 | 92 | 92 | 92 | 92 | 92 | 92 | 92 | 92 | 92 | 92 | 92 | 92 | 92 | 92 | 92 | NULL
410 |  | IND3 | USACE - Galveston | Chemical Plant, contents (Inventory) | 0 | 0 | 0 | 0 | 0 | 25 | 50 | 75 | 100 | 100 | 100 | 100 | 100 | 100 | 100 | 100 | 100 | 100 | 100 | 100 | 100 | 100 | 100 | 100 | 100 | 100 | 100 | 100 | 100 | NULL
411 |  | IND3 | USACE - Galveston | Chemical Plant Bonding, contents (Equipment) | 0 | 0 | 0 | 0 | 0 | 0 | 0 | 38 | 69 | 69 | 69 | 69 | 69 | 69 | 69 | 69 | 69 | 69 | 69 | 69 | 69 | 69 | 69 | 69 | 69 | 69 | 69 | 69 | 69 | NULL
412 |  | IND3 | USACE - Galveston | Chemical Plant Bonding, contents (Inventory) | 0 | 0 | 0 | 0 | 0 | 0 | 100 | 100 | 100 | 100 | 100 | 100 | 100 | 100 | 100 | 100 | 100 | 100 | 100 | 100 | 100 | 100 | 100 | 100 | 100 | 100 | 100 | 100 | 100 | NULL
413 |  | IND3 | USACE - Galveston | Chemical refinery, contents (Equipment) | 0 | 0 | 0 | 0 | 0 | 4 | 45 | 60 | 75 | 90 | 93 | 96 | 100 | 100 | 100 | 100 | 100 | 100 | 100 | 100 | 100 | 100 | 100 | 100 | 100 | 100 | 100 | 100 | 100 | NULL
414 |  | IND3 | USACE - Galveston | Chemical refinery, contents (Inventory) | 0 | 0 | 0 | 0 | 0 | 30 | 100 | 100 | 100 | 100 | 100 | 100 | 100 | 100 | 100 | 100 | 100 | 100 | 100 | 100 | 100 | 100 | 100 | 100 | 100 | 100 | 100 | 100 | 100 | NULL
415 |  | IND3 | USACE - Galveston | Deodorizer Bldg-Chemical, contents (Equipment) | 0 | 0 | 0 | 0 | 0 | 10 | 15 | 20 | 20 | 20 | 25 | 25 | 25 | 25 | 25 | 25 | 25 | 25 | 25 | 25 | 25 | 25 | 25 | 25 | 25 | 25 | 25 | 25 | 25 | NULL
416 |  | IND3 | USACE - Galveston | Deodorizer Bldg-Chem, contents (Inventory) | 0 | 0 | 0 | 0 | 0 | 25 | 50 | 75 | 75 | 90 | 90 | 90 | 90 | 100 | 100 | 100 | 100 | 100 | 100 | 100 | 100 | 100 | 100 | 100 | 100 | 100 | 100 | 100 | 100 | NULL
417 |  | IND3 | USACE - Galveston | Feed Mill, contents (Equipment) | 0 | 0 | 0 | 0 | 0 | 0 | 0 | 0 | 0 | 30 | 30 | 30 | 30 | 30 | 30 | 30 | 30 | 30 | 80 | 80 | 80 | 80 | 80 | 80 | 80 | 80 | 80 | 80 | 80 | NULL
418 |  | IND3 | USACE - Galveston | Feed Mill, contents (Inventory) | 0 | 0 | 0 | 0 | 0 | 0 | 0 | 0 | 20 | 22 | 24 | 26 | 28 | 30 | 30 | 30 | 30 | 30 | 30 | 50 | 55 | 60 | 60 | 60 | 60 | 60 | 60 | 60 | 60 | NULL
419 |  | IND3 | USACE - Galveston | Food Processor, contents (Equipment) | 0 | 0 | 0 | 0 | 0 | 20 | 27 | 33 | 40 | 50 | 60 | 70 | 90 | 90 | 90 | 90 | 90 | 90 | 90 | 90 | 90 | 90 | 90 | 90 | 90 | 90 | 90 | 90 | 90 | NULL
420 |  | IND3 | USACE - Galveston | Food Processor, contents (Inventory) | 0 | 0 | 0 | 0 | 50 | 100 | 100 | 100 | 100 | 100 | 100 | 100 | 100 | 100 | 100 | 100 | 100 | 100 | 100 | 100 | 100 | 100 | 100 | 100 | 100 | 100 | 100 | 100 | 100 | NULL
421 |  | IND3 | USACE - Galveston | Chemical Laboratory, contents (Equipment) | 0 | 0 | 0 | 0 | 0 | 25 | 25 | 50 | 50 | 60 | 70 | 80 | 90 | 90 | 90 | 90 | 90 | 90 | 90 | 90 | 90 | 90 | 90 | 90 | 90 | 90 | 90 | 90 | 90 | NULL
422 |  | IND3 | USACE - Galveston | Chemical Laboratory, contents (Inventory) | 0 | 0 | 0 | 0 | 0 | 43 | 60 | 60 | 60 | 60 | 70 | 70 | 80 | 80 | 90 | 90 | 100 | 100 | 100 | 100 | 100 | 100 | 100 | 100 | 100 | 100 | 100 | 100 | 100 | NULL
423 |  | IND3 | USACE - Galveston | Detergent Manuf. Facility, contents (Equipment) | 0 | 0 | 0 | 0 | 0 | 16 | 21 | 24 | 25 | 26 | 28 | 31 | 36 | 42 | 50 | 71 | 84 | 86 | 86 | 86 | 86 | 86 | 86 | 86 | 86 | 86 | 86 | 86 | 86 | NULL
424 |  | IND3 | USACE - Galveston | Detergent Manuf. Facility, contents (Inventory) | 0 | 0 | 0 | 0 | 0 | 25 | 40 | 55 | 70 | 85 | 90 | 90 | 90 | 90 | 90 | 100 | 100 | 100 | 100 | 100 | 100 | 100 | 100 | 100 | 100 | 100 | 100 | 100 | 100 | NULL
425 |  | IND3 | USACE - Galveston | Meat Packing, contents (Equipment) | 0 | 0 | 0 | 0 | 0 | 30 | 30 | 30 | 70 | 75 | 85 | 90 | 95 | 95 | 95 | 95 | 95 | 95 | 95 | 95 | 95 | 95 | 95 | 95 | 95 | 95 | 95 | 95 | 95 | NULL
426 |  | IND3 | USACE - Galveston | Meat Packing, contents (Inventory) | 0 | 0 | 0 | 0 | 0 | 0 | 100 | 100 | 100 | 100 | 100 | 100 | 100 | 100 | 100 | 100 | 100 | 100 | 100 | 100 | 100 | 100 | 100 | 100 | 100 | 100 | 100 | 100 | 100 | NULL
427 |  | IND3 | USACE - Galveston | Detergent Mixer Bldg, contents (Equipment) | 0 | 0 | 0 | 0 | 0 | 0 | 10 | 20 | 25 | 25 | 25 | 25 | 25 | 35 | 35 | 45 | 45 | 55 | 55 | 55 | 55 | 55 | 55 | 55 | 55 | 55 | 55 | 55 | 55 | NULL
428 |  | IND3 | USACE - Galveston | Detergent Mixer Bldg, contents (Inventory) | 0 | 0 | 0 | 0 | 0 | 25 | 50 | 75 | 100 | 100 | 100 | 100 | 100 | 100 | 100 | 100 | 100 | 100 | 100 | 100 | 100 | 100 | 100 | 100 | 100 | 100 | 100 | 100 | 100 | NULL
429 |  | IND3 | USACE - Galveston | Plastic Mfg, contents (Equipment) | 0 | 0 | 0 | 0 | 0 | 17 | 30 | 40 | 50 | 60 | 70 | 80 | 90 | 97 | 100 | 100 | 100 | 100 | 100 | 100 | 100 | 100 | 100 | 100 | 100 | 100 | 100 | 100 | 100 | NULL
430 |  | IND3 | USACE - Galveston | Plastic Mfg, contents (Inventory) | 0 | 0 | 0 | 0 | 0 | 17 | 30 | 40 | 47 | 55 | 62 | 67 | 72 | 77 | 80 | 92 | 99 | 100 | 100 | 100 | 100 | 100 | 100 | 100 | 100 | 100 | 100 | 100 | 100 | NULL
431 |  | IND3 | USACE - Galveston | Caustic Materials Refinery, contents (Equipment) | 0 | 0 | 0 | 0 | 0 | 38 | 50 | 75 | 80 | 80 | 80 | 80 | 80 | 80 | 80 | 80 | 80 | 80 | 80 | 80 | 80 | 80 | 80 | 80 | 80 | 80 | 80 | 80 | 80 | NULL
432 |  | IND3 | USACE - Galveston | Caustic Materials Refinery, contents (Inventory) | 0 | 0 | 0 | 0 | 0 | 0 | 0 | 10 | 20 | 30 | 30 | 40 | 40 | 50 | 50 | 60 | 60 | 70 | 70 | 80 | 80 | 90 | 90 | 100 | 100 | 100 | 100 | 100 | 100 | NULL
433 | 1 | IND4 | USACE - Galveston | Average Metals/Minerals Processing, Contents (Equipment/Inventory) | 0 | 0 | 0 | 0 | 15 | 20 | 26 | 31 | 37 | 40 | 44 | 48 | 53 | 56 | 57 | 60 | 62 | 63 | 63 | 63 | 64 | 65 | 65 | 65 | 65 | 65 | 65 | 65 | 65 | NULL
434 |  | IND4 | USACE - Galveston | Foundry, contents (Equipment) | 0 | 0 | 0 | 0 | 10 | 17 | 24 | 29 | 34 | 38 | 43 | 45 | 50 | 58 | 62 | 67 | 70 | 75 | 78 | 82 | 82 | 82 | 82 | 82 | 82 | 82 | 82 | 82 | 82 | NULL
435 |  | IND4 | USACE - Galveston | Foundry, contents (Inventory) | 0 | 0 | 0 | 0 | 11 | 16 | 19 | 21 | 23 | 28 | 35 | 47 | 50 | 50 | 50 | 50 | 50 | 50 | 50 | 50 | 50 | 50 | 50 | 50 | 50 | 50 | 50 | 50 | 50 | NULL
436 |  | IND4 | USACE - Galveston | Lead Refinery, contents (Equipment) | 0 | 0 | 0 | 0 | 0 | 10 | 20 | 30 | 40 | 50 | 60 | 70 | 80 | 80 | 80 | 80 | 80 | 80 | 80 | 80 | 80 | 80 | 80 | 80 | 80 | 80 | 80 | 80 | 80 | NULL
437 |  | IND4 | USACE - Galveston | Lead Refinery, contents (Inventory) | 0 | 0 | 0 | 0 | 0 | 16 | 21 | 30 | 40 | 45 | 50 | 60 | 75 | 85 | 90 | 90 | 90 | 90 | 90 | 90 | 90 | 90 | 90 | 90 | 90 | 90 | 90 | 90 | 90 | NULL
438 |  | IND4 | USACE - Galveston | Sand & Gravel, contents (Equipment) | 0 | 0 | 0 | 0 | 0 | 0 | 0 | 5 | 5 | 5 | 5 | 5 | 5 | 5 | 5 | 5 | 5 | 5 | 5 | 5 | 10 | 15 | 15 | 15 | 15 | 15 | 15 | 15 | 15 | NULL
439 |  | IND4 | USACE - Galveston | Sand & Gravel, contents (Inventory) | 0 | 0 | 0 | 0 | 0 | 1 | 3 | 6 | 10 | 13 | 16 | 19 | 24 | 27 | 30 | 45 | 60 | 60 | 60 | 60 | 60 | 60 | 60 | 60 | 60 | 60 | 60 | 60 | 60 | NULL
440 |  | IND4 | USACE - Galveston | Sheet Metal, contents (Equipment) | 0 | 0 | 0 | 0 | 0 | 0 | 17 | 24 | 40 | 40 | 40 | 40 | 40 | 40 | 40 | 40 | 40 | 40 | 40 | 40 | 40 | 40 | 40 | 40 | 40 | 40 | 40 | 40 | 40 | NULL
441 |  | IND4 | USACE - Galveston | Sheet Metal, contents (Inventory) | 0 | 0 | 0 | 0 | 100 | 100 | 100 | 100 | 100 | 100 | 100 | 100 | 100 | 100 | 100 | 100 | 100 | 100 | 100 | 100 | 100 | 100 | 100 | 100 | 100 | 100 | 100 | 100 | 100 | NULL
442 | 1 | IND5 | USACE - Galveston | Average High Technology, contents (Equipment/Inventory) | 0 | 0 | 0 | 0 | 2 | 20 | 41 | 51 | 62 | 67 | 71 | 73 | 76 | 78 | 79 | 82 | 83 | 84 | 86 | 87 | 87 | 88 | 88 | 88 | 88 | 88 | 88 | 88 | 88 | IND3 default
443 | 1 | IND6 | USACE - Galveston | Average Construction, contents (Equipment/Inventory) | 0 | 0 | 0 | 0 | 0 | 20 | 35 | 47 | 56 | 59 | 66 | 69 | 71 | 72 | 78 | 79 | 80 | 80 | 81 | 81 | 81 | 82 | 82 | 82 | 83 | 83 | 83 | 83 | 83 | NULL
444 |  | IND6 | USACE - Galveston | Carpet Tile Flooring, contents (Equipment) | 0 | 0 | 0 | 0 | 0 | 25 | 42 | 54 | 65 | 75 | 85 | 95 | 100 | 100 | 100 | 100 | 100 | 100 | 100 | 100 | 100 | 100 | 100 | 100 | 100 | 100 | 100 | 100 | 100 | NULL
445 |  | IND6 | USACE - Galveston | Carpet Tile Flooring, contents (Inventory) | 0 | 0 | 0 | 0 | 0 | 70 | 90 | 100 | 100 | 100 | 100 | 100 | 100 | 100 | 100 | 100 | 100 | 100 | 100 | 100 | 100 | 100 | 100 | 100 | 100 | 100 | 100 | 100 | 100 | NULL
446 |  | IND6 | USACE - Galveston | Contractor Roofing, contents (Equipment) | 0 | 0 | 0 | 0 | 0 | 15 | 27 | 36 | 43 | 48 | 50 | 50 | 50 | 50 | 50 | 51 | 51 | 51 | 52 | 52 | 52 | 52 | 53 | 53 | 53 | 54 | 54 | 54 | 55 | NULL
447 |  | IND6 | USACE - Galveston | Contractor Roofing, contents (Inventory) | 0 | 0 | 0 | 0 | 0 | 10 | 20 | 27 | 36 | 43 | 48 | 53 | 57 | 59 | 60 | 66 | 69 | 72 | 76 | 79 | 83 | 86 | 90 | 93 | 97 | 100 | 100 | 100 | 100 | NULL
448 |  | IND6 | USACE - Galveston | Contractor-Electric, contents (Equipment) | 0 | 0 | 0 | 0 | 0 | 0 | 10 | 10 | 10 | 10 | 40 | 40 | 40 | 40 | 80 | 80 | 80 | 80 | 80 | 80 | 80 | 80 | 80 | 80 | 80 | 80 | 80 | 80 | 80 | NULL
449 |  | IND6 | USACE - Galveston | Pier Drilling Co, contents (Equipment) | 0 | 0 | 0 | 0 | 0 | 20 | 23 | 39 | 55 | 55 | 56 | 56 | 57 | 57 | 57 | 57 | 57 | 57 | 57 | 57 | 57 | 57 | 57 | 57 | 57 | 57 | 57 | 57 | 57 | NULL
450 |  | IND6 | USACE - Galveston | Plumbing Co, contents (Equipment) | 0 | 0 | 0 | 0 | 0 | 30 | 45 | 55 | 63 | 70 | 76 | 82 | 87 | 92 | 98 | 100 | 100 | 100 | 100 | 100 | 100 | 100 | 100 | 100 | 100 | 100 | 100 | 100 | 100 | NULL
451 |  | IND6 | USACE - Galveston | Plumbing Co, contents (Inventory) | 0 | 0 | 0 | 0 | 0 | 14 | 25 | 35 | 44 | 53 | 61 | 69 | 77 | 85 | 93 | 100 | 100 | 100 | 100 | 100 | 100 | 100 | 100 | 100 | 100 | 100 | 100 | 100 | 100 | NULL
452 |  | IND6 | USACE - Galveston | Sandblasting Co, contents (Equipment) | 0 | 0 | 0 | 0 | 0 | 15 | 45 | 68 | 90 | 90 | 90 | 90 | 90 | 90 | 90 | 90 | 90 | 90 | 90 | 90 | 90 | 90 | 90 | 90 | 90 | 90 | 90 | 90 | 90 | NULL
453 |  | IND6 | USACE - Galveston | Water Well Service, contents (Equipment) | 0 | 0 | 0 | 0 | 0 | 0 | 25 | 50 | 50 | 50 | 50 | 50 | 50 | 50 | 50 | 50 | 50 | 50 | 50 | 50 | 50 | 50 | 50 | 50 | 50 | 50 | 50 | 50 | 50 | NULL
454 |  | IND6 | USACE - New Orleans | Carpeting Service, contents, salt water, long duration | 0 | 0 | 0 | 0 | 0 | 53 | 70 | 80 | 96 | 97 | 97 | 97 | 97 | 97 | 97 | 97 | 97 | 97 | 97 | 97 | 97 | 97 | 97 | 97 | 97 | 97 | 97 | 97 | 97 | NULL
455 |  | IND6 | USACE - New Orleans | Carpeting Service, contents, fresh water, short duration | 0 | 0 | 0 | 0 | 0 | 19 | 31 | 40 | 45 | 49 | 54 | 58 | 63 | 72 | 72 | 72 | 72 | 72 | 72 | 72 | 72 | 72 | 72 | 72 | 72 | 72 | 72 | 72 | 72 | NULL
456 |  | IND6 | USACE - New Orleans | Heating & Air Conditioning Service, contents, salt water, long duration | 0 | 0 | 0 | 0 | 0 | 53 | 70 | 80 | 96 | 97 | 97 | 97 | 97 | 97 | 97 | 97 | 97 | 97 | 97 | 97 | 97 | 97 | 97 | 97 | 97 | 97 | 97 | 97 | 97 | NULL
457 |  | IND6 | USACE - New Orleans | Heating & Air Conditioning Service, contents, fresh water, short duration | 0 | 0 | 0 | 0 | 0 | 19 | 31 | 40 | 45 | 49 | 54 | 58 | 63 | 72 | 72 | 72 | 72 | 72 | 72 | 72 | 72 | 72 | 72 | 72 | 72 | 72 | 72 | 72 | 72 | NULL
458 |  | IND6 | USACE - New Orleans | Plumbing Services, contents, salt water, long duration | 0 | 0 | 0 | 0 | 0 | 53 | 70 | 80 | 96 | 97 | 97 | 97 | 97 | 97 | 97 | 97 | 97 | 97 | 97 | 97 | 97 | 97 | 97 | 97 | 97 | 97 | 97 | 97 | 97 | NULL
459 |  | IND6 | USACE - New Orleans | Plumbing Services, contents, fresh water, short duration | 0 | 0 | 0 | 0 | 0 | 19 | 31 | 40 | 45 | 49 | 54 | 58 | 63 | 72 | 72 | 72 | 72 | 72 | 72 | 72 | 72 | 72 | 72 | 72 | 72 | 72 | 72 | 72 | 72 | NULL
460 | 1 | AGR1 | USACE - Galveston | Average Agriculture, Contents (Equipment/Inventory) | 0 | 0 | 0 | 0 | 6 | 20 | 43 | 58 | 65 | 66 | 66 | 67 | 70 | 75 | 76 | 76 | 76 | 77 | 77 | 77 | 78 | 78 | 78 | 79 | 79 | 79 | 79 | 80 | 80 | NULL
461 |  | AGR1 | USACE - Galveston | Dairy Processing, contents (Equipment) | 0 | 0 | 0 | 0 | 0 | 0 | 25 | 50 | 50 | 50 | 50 | 50 | 60 | 80 | 80 | 80 | 80 | 80 | 80 | 80 | 80 | 80 | 80 | 80 | 80 | 80 | 80 | 80 | 80 | NULL
462 |  | AGR1 | USACE - Galveston | Dairy Processing, contents (Inventory) | 0 | 0 | 0 | 0 | 0 | 25 | 50 | 75 | 100 | 100 | 100 | 100 | 100 | 100 | 100 | 100 | 100 | 100 | 100 | 100 | 100 | 100 | 100 | 100 | 100 | 100 | 100 | 100 | 100 | NULL
463 |  | AGR1 | USACE - Galveston | Horse Stalls, contents (Equipment) | 0 | 0 | 0 | 0 | 0 | 3 | 6 | 8 | 11 | 13 | 15 | 17 | 19 | 21 | 22 | 24 | 25 | 27 | 28 | 29 | 31 | 32 | 33 | 34 | 34 | 36 | 37 | 38 | 39 | NULL
464 |  | AGR1 | USACE - Galveston | Veterinary Clinic, contents (Equipment) | 0 | 0 | 0 | 0 | 25 | 50 | 90 | 100 | 100 | 100 | 100 | 100 | 100 | 100 | 100 | 100 | 100 | 100 | 100 | 100 | 100 | 100 | 100 | 100 | 100 | 100 | 100 | 100 | 100 | NULL
465 |  | AGR1 | USACE - New Orleans | Veterinary Office, contents, salt water, long duration | 0 | 0 | 0 | 0 | 0 | 99 | 99 | 100 | 100 | 100 | 100 | 100 | 100 | 100 | 100 | 100 | 100 | 100 | 100 | 100 | 100 | 100 | 100 | 100 | 100 | 100 | 100 | 100 | 100 | NULL
466 |  | AGR1 | USACE - New Orleans | Veterinary Office, contents, fresh water, short duration | 0 | 0 | 0 | 0 | 0 | 26 | 46 | 94 | 97 | 99 | 99 | 99 | 99 | 99 | 99 | 99 | 99 | 99 | 99 | 99 | 99 | 99 | 99 | 99 | 99 | 99 | 99 | 99 | 99 | NULL
467 | 1 | REL1 | USACE - Galveston | Church, contents | 0 | 0 | 0 | 0 | 10 | 52 | 72 | 85 | 92 | 95 | 98 | 99 | 100 | 100 | 100 | 100 | 100 | 100 | 100 | 100 | 100 | 100 | 100 | 100 | 100 | 100 | 100 | 100 | 100 | NULL
468 |  | REL1 | USACE - Galveston | Church, contents (Equipment) | 0 | 0 | 0 | 0 | 10 | 75 | 90 | 100 | 100 | 100 | 100 | 100 | 100 | 100 | 100 | 100 | 100 | 100 | 100 | 100 | 100 | 100 | 100 | 100 | 100 | 100 | 100 | 100 | 100 | NULL
469 |  | REL1 | USACE - Galveston | Church, contents (Inventory) | 0 | 0 | 0 | 0 | 10 | 28 | 54 | 70 | 84 | 90 | 95 | 97 | 99 | 100 | 100 | 100 | 100 | 100 | 100 | 100 | 100 | 100 | 100 | 100 | 100 | 100 | 100 | 100 | 100 | NULL
470 |  | REL1 | USACE - New Orleans | Civic Association, contents, salt water, long duration | 0 | 0 | 0 | 0 | 0 | 60 | 60 | 60 | 60 | 60 | 60 | 60 | 60 | 60 | 100 | 100 | 100 | 100 | 100 | 100 | 100 | 100 | 100 | 100 | 100 | 100 | 100 | 100 | 100 | NULL
471 |  | REL1 | USACE - New Orleans | Civic Association, contents, fresh water, short duration | 0 | 0 | 0 | 0 | 0 | 5 | 18 | 50 | 50 | 52 | 58 | 58 | 58 | 58 | 58 | 59 | 69 | 70 | 70 | 79 | 88 | 97 | 100 | 100 | 100 | 100 | 100 | 100 | 100 | NULL
472 | 1 | GOV1 | USACE - Galveston | Average Govt Services, contents (Equipment) | 0 | 0 | 0 | 0 | 0 | 30 | 59 | 74 | 83 | 90 | 100 | 100 | 100 | 100 | 100 | 100 | 100 | 100 | 100 | 100 | 100 | 100 | 100 | 100 | 100 | 100 | 100 | 100 | 100 | NULL
473 |  | GOV1 | USACE - Galveston | City Hall, contents (Equipment) | 0 | 0 | 0 | 0 | 0 | 35 | 75 | 85 | 95 | 100 | 100 | 100 | 100 | 100 | 100 | 100 | 100 | 100 | 100 | 100 | 100 | 100 | 100 | 100 | 100 | 100 | 100 | 100 | 100 | NULL
474 |  | GOV1 | USACE - Galveston | Post Office, contents (Equipment) | 0 | 0 | 0 | 0 | 0 | 25 | 43 | 63 | 70 | 80 | 100 | 100 | 100 | 100 | 100 | 100 | 100 | 100 | 100 | 100 | 100 | 100 | 100 | 100 | 100 | 100 | 100 | 100 | 100 | NULL
475 |  | GOV1 | USACE - New Orleans | Government Facility, contents, salt water, long duration | 0 | 0 | 0 | 0 | 0 | 60 | 60 | 60 | 60 | 60 | 60 | 60 | 60 | 60 | 100 | 100 | 100 | 100 | 100 | 100 | 100 | 100 | 100 | 100 | 100 | 100 | 100 | 100 | 100 | NULL
476 |  | GOV1 | USACE - New Orleans | Government Facility, contents, fresh water, short duration | 0 | 0 | 0 | 0 | 0 | 5 | 18 | 50 | 50 | 52 | 58 | 58 | 58 | 58 | 58 | 59 | 69 | 70 | 70 | 79 | 88 | 97 | 100 | 100 | 100 | 100 | 100 | 100 | 100 | NULL
477 | 1 | GOV2 | USACE - Galveston | Average emergency response, contents (Equipment/Inventory) | 0 | 0 | 0 | 0 | 0 | 8 | 20 | 38 | 55 | 70 | 81 | 89 | 98 | 100 | 100 | 100 | 100 | 100 | 100 | 100 | 100 | 100 | 100 | 100 | 100 | 100 | 100 | 100 | 100 | NULL
478 |  | GOV2 | USACE - Galveston | Fire Station, contents (Inventory) | 0 | 0 | 0 | 0 | 0 | 10 | 25 | 50 | 75 | 91 | 100 | 100 | 100 | 100 | 100 | 100 | 100 | 100 | 100 | 100 | 100 | 100 | 100 | 100 | 100 | 100 | 100 | 100 | 100 | NULL
479 |  | GOV2 | USACE - Galveston | Police Station, contents (Equipment) | 0 | 0 | 0 | 0 | 0 | 5 | 15 | 25 | 35 | 48 | 62 | 78 | 95 | 100 | 100 | 100 | 100 | 100 | 100 | 100 | 100 | 100 | 100 | 100 | 100 | 100 | 100 | 100 | 100 | NULL
480 | 1 | EDU1 | USACE - Galveston | Average School, contents (Equipment/Inventory) | 0 | 0 | 0 | 0 | 0 | 27 | 38 | 53 | 64 | 68 | 70 | 72 | 75 | 79 | 83 | 88 | 94 | 100 | 100 | 100 | 100 | 100 | 100 | 100 | 100 | 100 | 100 | 100 | 100 | NULL
481 |  | EDU1 | USACE - Galveston | Commercial School, contents (Equipment) | 0 | 0 | 0 | 0 | 0 | 18 | 26 | 30 | 33 | 35 | 39 | 44 | 50 | 58 | 66 | 76 | 88 | 100 | 100 | 100 | 100 | 100 | 100 | 100 | 100 | 100 | 100 | 100 | 100 | NULL
482 |  | EDU1 | USACE - Galveston | Library, contents (Inventory) | 0 | 0 | 0 | 0 | 0 | 35 | 50 | 75 | 95 | 100 | 100 | 100 | 100 | 100 | 100 | 100 | 100 | 100 | 100 | 100 | 100 | 100 | 100 | 100 | 100 | 100 | 100 | 100 | 100 | NULL
483 |  | EDU1 | USACE - New Orleans | Elementary School, contents, salt water, long duration | 0 | 0 | 0 | 0 | 0 | 60 | 60 | 60 | 60 | 60 | 60 | 60 | 60 | 60 | 100 | 100 | 100 | 100 | 100 | 100 | 100 | 100 | 100 | 100 | 100 | 100 | 100 | 100 | 100 | NULL
484 |  | EDU1 | USACE - New Orleans | Elementary School, contents, fresh water, short duration | 0 | 0 | 0 | 0 | 0 | 5 | 18 | 50 | 50 | 52 | 58 | 58 | 58 | 58 | 58 | 59 | 69 | 70 | 70 | 79 | 88 | 97 | 100 | 100 | 100 | 100 | 100 | 100 | 100 | NULL
485 | 1 | EDU2 | USACE - Galveston | Average College/University, Contents (Equipment/Inventory) | 0 | 0 | 0 | 0 | 0 | 27 | 38 | 53 | 64 | 68 | 70 | 72 | 75 | 79 | 83 | 88 | 94 | 100 | 100 | 100 | 100 | 100 | 100 | 100 | 100 | 100 | 100 | 100 | 100 | EDU1 default
486 |  | EDU2 | USACE - New Orleans | College, contents, salt water, long duration | 0 | 0 | 0 | 0 | 0 | 60 | 60 | 60 | 60 | 60 | 60 | 60 | 60 | 60 | 100 | 100 | 100 | 100 | 100 | 100 | 100 | 100 | 100 | 100 | 100 | 100 | 100 | 100 | 100 | NULL
487 |  | EDU2 | USACE - New Orleans | College, contents, fresh water, short duration | 0 | 0 | 0 | 0 | 0 | 5 | 18 | 50 | 50 | 52 | 58 | 58 | 58 | 58 | 58 | 59 | 69 | 70 | 70 | 79 | 88 | 97 | 100 | 100 | 100 | 100 | 100 | 100 | 100 | NULL
488 | 1 | RES1 | BCAR - Jan 2011 | all floors, slab - no basement, Coastal A or V Zone | 0 | 0 | 0 | 0 | 10 | 30 | 45 | 75 | 100 | 100 | 100 | 100 | 100 | 100 | 100 | 100 | 100 | 100 | 100 | 100 | 100 | 100 | 100 | 100 | 100 | 100 | 100 | 100 | 100 | RAMPP Inserted
489 | 1 | RES3A | BCAR - Jan 2011 | 1to2 Stories, slab - no basement, Coastal A or V Zone | 0 | 0 | 0 | 0 | 10 | 30 | 45 | 75 | 100 | 100 | 100 | 100 | 100 | 100 | 100 | 100 | 100 | 100 | 100 | 100 | 100 | 100 | 100 | 100 | 100 | 100 | 100 | 100 | 100 | RAMPP Inserted
490 | 1 | RES3B | BCAR - Jan 2011 | 1to2 Stories, slab - no basement, Coastal A or V Zone | 0 | 0 | 0 | 0 | 10 | 30 | 45 | 75 | 100 | 100 | 100 | 100 | 100 | 100 | 100 | 100 | 100 | 100 | 100 | 100 | 100 | 100 | 100 | 100 | 100 | 100 | 100 | 100 | 100 | RAMPP Inserted
491 |  | RES1 | BCAR - Jan 2011 | all floors, Wall 2ft - no basement, Coastal A or V Zone | 0 | 0 | 0 | 0 | 20 | 75 | 100 | 100 | 100 | 100 | 100 | 100 | 100 | 100 | 100 | 100 | 100 | 100 | 100 | 100 | 100 | 100 | 100 | 100 | 100 | 100 | 100 | 100 | 100 | RAMPP Inserted
492 |  | RES3A | BCAR - Jan 2011 | 1to2 Stories, Wall 2ft - no basement, Coastal A or V Zone | 0 | 0 | 0 | 0 | 20 | 75 | 100 | 100 | 100 | 100 | 100 | 100 | 100 | 100 | 100 | 100 | 100 | 100 | 100 | 100 | 100 | 100 | 100 | 100 | 100 | 100 | 100 | 100 | 100 | RAMPP Inserted
493 |  | RES3B | BCAR - Jan 2011 | 1to2 Stories, Wall 2ft - no basement, Coastal A or V Zone | 0 | 0 | 0 | 0 | 20 | 75 | 100 | 100 | 100 | 100 | 100 | 100 | 100 | 100 | 100 | 100 | 100 | 100 | 100 | 100 | 100 | 100 | 100 | 100 | 100 | 100 | 100 | 100 | 100 | RAMPP Inserted
494 |  | RES1 | BCAR - Jan 2011 | all floors, Wall 3ft - no basement, Coastal A or V Zone | 0 | 0 | 0 | 10 | 75 | 100 | 100 | 100 | 100 | 100 | 100 | 100 | 100 | 100 | 100 | 100 | 100 | 100 | 100 | 100 | 100 | 100 | 100 | 100 | 100 | 100 | 100 | 100 | 100 | RAMPP Inserted
495 |  | RES3A | BCAR - Jan 2011 | 1to2 Stories, Wall 3ft - no basement, Coastal A or V Zone | 0 | 0 | 0 | 10 | 75 | 100 | 100 | 100 | 100 | 100 | 100 | 100 | 100 | 100 | 100 | 100 | 100 | 100 | 100 | 100 | 100 | 100 | 100 | 100 | 100 | 100 | 100 | 100 | 100 | RAMPP Inserted
496 |  | RES3B | BCAR - Jan 2011 | 1to2 Stories, Wall 3ft - no basement, Coastal A or V Zone | 0 | 0 | 0 | 10 | 75 | 100 | 100 | 100 | 100 | 100 | 100 | 100 | 100 | 100 | 100 | 100 | 100 | 100 | 100 | 100 | 100 | 100 | 100 | 100 | 100 | 100 | 100 | 100 | 100 | RAMPP Inserted
497 | 1 | RES2 | BCAR - Jan 2011 | Manufactured Home (Mobile), Structure, Coastal A or V Zone | 0 | 0 | 0 | 75 | 100 | 100 | 100 | 100 | 100 | 100 | 100 | 100 | 100 | 100 | 100 | 100 | 100 | 100 | 100 | 100 | 100 | 100 | 100 | 100 | 100 | 100 | 100 | 100 | 100 | RAMPP Inserted
498 |  | RES1 | BCAR - Jan 2011 | all floors, Elevated (Open)+2ft - no basement, Coastal A or V Zone | 0 | 0 | 0 | 0 | 45 | 90 | 100 | 100 | 100 | 100 | 100 | 100 | 100 | 100 | 100 | 100 | 100 | 100 | 100 | 100 | 100 | 100 | 100 | 100 | 100 | 100 | 100 | 100 | 100 | RAMPP Inserted
499 |  | RES3A | BCAR - Jan 2011 | 1to2 Stories, Elevated (Open)+2ft - no basement, Coastal A or V Zone | 0 | 0 | 0 | 0 | 45 | 90 | 100 | 100 | 100 | 100 | 100 | 100 | 100 | 100 | 100 | 100 | 100 | 100 | 100 | 100 | 100 | 100 | 100 | 100 | 100 | 100 | 100 | 100 | 100 | RAMPP Inserted
500 |  | RES3B | BCAR - Jan 2011 | 1to2 Stories, Elevated (Open)+2ft - no basement, Coastal A or V Zone | 0 | 0 | 0 | 0 | 45 | 90 | 100 | 100 | 100 | 100 | 100 | 100 | 100 | 100 | 100 | 100 | 100 | 100 | 100 | 100 | 100 | 100 | 100 | 100 | 100 | 100 | 100 | 100 | 100 | RAMPP Inserted
501 |  | RES1 | BCAR - Jan 2011 | all floors, Elevated (Open)+4ft - no basement, Coastal A or V Zone | 0 | 0 | 0 | 35 | 75 | 100 | 100 | 100 | 100 | 100 | 100 | 100 | 100 | 100 | 100 | 100 | 100 | 100 | 100 | 100 | 100 | 100 | 100 | 100 | 100 | 100 | 100 | 100 | 100 | RAMPP Inserted
502 |  | RES3A | BCAR - Jan 2011 | 1to2 Stories, Elevated (Open)+4ft - no basement, Coastal A or V Zone | 0 | 0 | 0 | 35 | 75 | 100 | 100 | 100 | 100 | 100 | 100 | 100 | 100 | 100 | 100 | 100 | 100 | 100 | 100 | 100 | 100 | 100 | 100 | 100 | 100 | 100 | 100 | 100 | 100 | RAMPP Inserted
503 |  | RES3B | BCAR - Jan 2011 | 1to2 Stories, Elevated (Open)+4ft - no basement, Coastal A or V Zone | 0 | 0 | 0 | 35 | 75 | 100 | 100 | 100 | 100 | 100 | 100 | 100 | 100 | 100 | 100 | 100 | 100 | 100 | 100 | 100 | 100 | 100 | 100 | 100 | 100 | 100 | 100 | 100 | 100 | RAMPP Inserted
504 |  | RES1 | BCAR - Jan 2011 | all floors, Elevated (Open)+6ft - no basement, Coastal A or V Zone | 0 | 0 | 30 | 90 | 100 | 100 | 100 | 100 | 100 | 100 | 100 | 100 | 100 | 100 | 100 | 100 | 100 | 100 | 100 | 100 | 100 | 100 | 100 | 100 | 100 | 100 | 100 | 100 | 100 | RAMPP Inserted
505 |  | RES3A | BCAR - Jan 2011 | 1to2 Stories, Elevated (Open)+6ft - no basement, Coastal A or V Zone | 0 | 0 | 30 | 90 | 100 | 100 | 100 | 100 | 100 | 100 | 100 | 100 | 100 | 100 | 100 | 100 | 100 | 100 | 100 | 100 | 100 | 100 | 100 | 100 | 100 | 100 | 100 | 100 | 100 | RAMPP Inserted
506 |  | RES3B | BCAR - Jan 2011 | 1to2 Stories, Elevated (Open)+6ft - no basement, Coastal A or V Zone | 0 | 0 | 30 | 90 | 100 | 100 | 100 | 100 | 100 | 100 | 100 | 100 | 100 | 100 | 100 | 100 | 100 | 100 | 100 | 100 | 100 | 100 | 100 | 100 | 100 | 100 | 100 | 100 | 100 | RAMPP Inserted
507 |  | RES1 | BCAR - Jan 2011 | all floors, Elevated (Open)+8ft - no basement, Coastal A or V Zone | 0 | 25 | 75 | 100 | 100 | 100 | 100 | 100 | 100 | 100 | 100 | 100 | 100 | 100 | 100 | 100 | 100 | 100 | 100 | 100 | 100 | 100 | 100 | 100 | 100 | 100 | 100 | 100 | 100 | RAMPP Inserted
508 |  | RES3A | BCAR - Jan 2011 | 1to2 Stories, Elevated (Open)+8ft - no basement, Coastal A or V Zone | 0 | 25 | 75 | 100 | 100 | 100 | 100 | 100 | 100 | 100 | 100 | 100 | 100 | 100 | 100 | 100 | 100 | 100 | 100 | 100 | 100 | 100 | 100 | 100 | 100 | 100 | 100 | 100 | 100 | RAMPP Inserted
509 |  | RES3B | BCAR - Jan 2011 | 1to2 Stories, Elevated (Open)+8ft - no basement, Coastal A or V Zone | 0 | 25 | 75 | 100 | 100 | 100 | 100 | 100 | 100 | 100 | 100 | 100 | 100 | 100 | 100 | 100 | 100 | 100 | 100 | 100 | 100 | 100 | 100 | 100 | 100 | 100 | 100 | 100 | 100 | RAMPP Inserted
510 |  | RES1 | BCAR - Jan 2011 | all floors, Elevated (Open)+10ft - no basement, Coastal A or V Zone | 25 | 75 | 100 | 100 | 100 | 100 | 100 | 100 | 100 | 100 | 100 | 100 | 100 | 100 | 100 | 100 | 100 | 100 | 100 | 100 | 100 | 100 | 100 | 100 | 100 | 100 | 100 | 100 | 100 | RAMPP Inserted
511 |  | RES3A | BCAR - Jan 2011 | 1to2 Stories, Elevated (Open)+10ft - no basement, Coastal A or V Zone | 25 | 75 | 100 | 100 | 100 | 100 | 100 | 100 | 100 | 100 | 100 | 100 | 100 | 100 | 100 | 100 | 100 | 100 | 100 | 100 | 100 | 100 | 100 | 100 | 100 | 100 | 100 | 100 | 100 | RAMPP Inserted
512 |  | RES3B | BCAR - Jan 2011 | 1to2 Stories, Elevated (Open)+10ft - no basement, Coastal A or V Zone | 25 | 75 | 100 | 100 | 100 | 100 | 100 | 100 | 100 | 100 | 100 | 100 | 100 | 100 | 100 | 100 | 100 | 100 | 100 | 100 | 100 | 100 | 100 | 100 | 100 | 100 | 100 | 100 | 100 | RAMPP Inserted
513 |  | RES1 | BCAR - Jan 2011 | all floors, Elevated (Open)+12ft - no basement, Coastal A or V Zone | 65 | 100 | 100 | 100 | 100 | 100 | 100 | 100 | 100 | 100 | 100 | 100 | 100 | 100 | 100 | 100 | 100 | 100 | 100 | 100 | 100 | 100 | 100 | 100 | 100 | 100 | 100 | 100 | 100 | RAMPP Inserted
514 |  | RES3A | BCAR - Jan 2011 | 1to2 Stories, Elevated (Open)+12ft - no basement, Coastal A or V Zone | 65 | 100 | 100 | 100 | 100 | 100 | 100 | 100 | 100 | 100 | 100 | 100 | 100 | 100 | 100 | 100 | 100 | 100 | 100 | 100 | 100 | 100 | 100 | 100 | 100 | 100 | 100 | 100 | 100 | RAMPP Inserted
515 |  | RES3B | BCAR - Jan 2011 | 1to2 Stories, Elevated (Open)+12ft - no basement, Coastal A or V Zone | 65 | 100 | 100 | 100 | 100 | 100 | 100 | 100 | 100 | 100 | 100 | 100 | 100 | 100 | 100 | 100 | 100 | 100 | 100 | 100 | 100 | 100 | 100 | 100 | 100 | 100 | 100 | 100 | 100 | RAMPP Inserted
516 |  | RES1 | BCAR - Jan 2011 | all floors, Elevated (Obstr)+2ft - no basement, Coastal A or V Zone | 0 | 0 | 2 | 3 | 48 | 93 | 100 | 100 | 100 | 100 | 100 | 100 | 100 | 100 | 100 | 100 | 100 | 100 | 100 | 100 | 100 | 100 | 100 | 100 | 100 | 100 | 100 | 100 | 100 | RAMPP Inserted
517 |  | RES3A | BCAR - Jan 2011 | 1to2 Stories, Elevated (Obstr)+2ft - no basement, Coastal A or V Zone | 0 | 0 | 2 | 3 | 48 | 93 | 100 | 100 | 100 | 100 | 100 | 100 | 100 | 100 | 100 | 100 | 100 | 100 | 100 | 100 | 100 | 100 | 100 | 100 | 100 | 100 | 100 | 100 | 100 | RAMPP Inserted
518 |  | RES3B | BCAR - Jan 2011 | 1to2 Stories, Elevated (Obstr)+2ft - no basement, Coastal A or V Zone | 0 | 0 | 2 | 3 | 48 | 93 | 100 | 100 | 100 | 100 | 100 | 100 | 100 | 100 | 100 | 100 | 100 | 100 | 100 | 100 | 100 | 100 | 100 | 100 | 100 | 100 | 100 | 100 | 100 | RAMPP Inserted
519 |  | RES1 | BCAR - Jan 2011 | all floors, Elevated (Obstr)+4ft - no basement, Coastal A or V Zone | 2 | 3 | 3 | 38 | 78 | 100 | 100 | 100 | 100 | 100 | 100 | 100 | 100 | 100 | 100 | 100 | 100 | 100 | 100 | 100 | 100 | 100 | 100 | 100 | 100 | 100 | 100 | 100 | 100 | RAMPP Inserted
520 |  | RES3A | BCAR - Jan 2011 | 1to2 Stories, Elevated (Obstr)+4ft - no basement, Coastal A or V Zone | 2 | 3 | 3 | 38 | 78 | 100 | 100 | 100 | 100 | 100 | 100 | 100 | 100 | 100 | 100 | 100 | 100 | 100 | 100 | 100 | 100 | 100 | 100 | 100 | 100 | 100 | 100 | 100 | 100 | RAMPP Inserted
521 |  | RES3B | BCAR - Jan 2011 | 1to2 Stories, Elevated (Obstr)+4ft - no basement, Coastal A or V Zone | 2 | 3 | 3 | 38 | 78 | 100 | 100 | 100 | 100 | 100 | 100 | 100 | 100 | 100 | 100 | 100 | 100 | 100 | 100 | 100 | 100 | 100 | 100 | 100 | 100 | 100 | 100 | 100 | 100 | RAMPP Inserted
522 |  | RES1 | BCAR - Jan 2011 | all floors, Elevated (Obstr)+6ft - no basement, Coastal A or V Zone | 3 | 3 | 33 | 93 | 100 | 100 | 100 | 100 | 100 | 100 | 100 | 100 | 100 | 100 | 100 | 100 | 100 | 100 | 100 | 100 | 100 | 100 | 100 | 100 | 100 | 100 | 100 | 100 | 100 | RAMPP Inserted
523 |  | RES3A | BCAR - Jan 2011 | 1to2 Stories, Elevated (Obstr)+6ft - no basement, Coastal A or V Zone | 3 | 3 | 33 | 93 | 100 | 100 | 100 | 100 | 100 | 100 | 100 | 100 | 100 | 100 | 100 | 100 | 100 | 100 | 100 | 100 | 100 | 100 | 100 | 100 | 100 | 100 | 100 | 100 | 100 | RAMPP Inserted
524 |  | RES3B | BCAR - Jan 2011 | 1to2 Stories, Elevated (Obstr)+6ft - no basement, Coastal A or V Zone | 3 | 3 | 33 | 93 | 100 | 100 | 100 | 100 | 100 | 100 | 100 | 100 | 100 | 100 | 100 | 100 | 100 | 100 | 100 | 100 | 100 | 100 | 100 | 100 | 100 | 100 | 100 | 100 | 100 | RAMPP Inserted
525 |  | RES1 | BCAR - Jan 2011 | all floors, Elevated (Obstr)+8ft - no basement, Coastal A or V Zone | 3 | 28 | 78 | 100 | 100 | 100 | 100 | 100 | 100 | 100 | 100 | 100 | 100 | 100 | 100 | 100 | 100 | 100 | 100 | 100 | 100 | 100 | 100 | 100 | 100 | 100 | 100 | 100 | 100 | RAMPP Inserted
526 |  | RES3A | BCAR - Jan 2011 | 1to2 Stories, Elevated (Obstr)+8ft - no basement, Coastal A or V Zone | 3 | 28 | 78 | 100 | 100 | 100 | 100 | 100 | 100 | 100 | 100 | 100 | 100 | 100 | 100 | 100 | 100 | 100 | 100 | 100 | 100 | 100 | 100 | 100 | 100 | 100 | 100 | 100 | 100 | RAMPP Inserted
527 |  | RES3B | BCAR - Jan 2011 | 1to2 Stories, Elevated (Obstr)+8ft - no basement, Coastal A or V Zone | 3 | 28 | 78 | 100 | 100 | 100 | 100 | 100 | 100 | 100 | 100 | 100 | 100 | 100 | 100 | 100 | 100 | 100 | 100 | 100 | 100 | 100 | 100 | 100 | 100 | 100 | 100 | 100 | 100 | RAMPP Inserted
528 |  | RES1 | BCAR - Jan 2011 | all floors, Elevated (Obstr)+10ft - no basement, Coastal A or V Zone | 28 | 78 | 100 | 100 | 100 | 100 | 100 | 100 | 100 | 100 | 100 | 100 | 100 | 100 | 100 | 100 | 100 | 100 | 100 | 100 | 100 | 100 | 100 | 100 | 100 | 100 | 100 | 100 | 100 | RAMPP Inserted
529 |  | RES3A | BCAR - Jan 2011 | 1to2 Stories, Elevated (Obstr)+10ft - no basement, Coastal A or V Zone | 28 | 78 | 100 | 100 | 100 | 100 | 100 | 100 | 100 | 100 | 100 | 100 | 100 | 100 | 100 | 100 | 100 | 100 | 100 | 100 | 100 | 100 | 100 | 100 | 100 | 100 | 100 | 100 | 100 | RAMPP Inserted
530 |  | RES3B | BCAR - Jan 2011 | 1to2 Stories, Elevated (Obstr)+10ft - no basement, Coastal A or V Zone | 28 | 78 | 100 | 100 | 100 | 100 | 100 | 100 | 100 | 100 | 100 | 100 | 100 | 100 | 100 | 100 | 100 | 100 | 100 | 100 | 100 | 100 | 100 | 100 | 100 | 100 | 100 | 100 | 100 | RAMPP Inserted
531 |  | RES1 | BCAR - Jan 2011 | all floors, Elevated (Obstr)+12ft - no basement, Coastal A or V Zone | 68 | 100 | 100 | 100 | 100 | 100 | 100 | 100 | 100 | 100 | 100 | 100 | 100 | 100 | 100 | 100 | 100 | 100 | 100 | 100 | 100 | 100 | 100 | 100 | 100 | 100 | 100 | 100 | 100 | RAMPP Inserted
532 |  | RES3A | BCAR - Jan 2011 | 1to2 Stories, Elevated (Obstr)+12ft - no basement, Coastal A or V Zone | 68 | 100 | 100 | 100 | 100 | 100 | 100 | 100 | 100 | 100 | 100 | 100 | 100 | 100 | 100 | 100 | 100 | 100 | 100 | 100 | 100 | 100 | 100 | 100 | 100 | 100 | 100 | 100 | 100 | RAMPP Inserted
533 |  | RES3B | BCAR - Jan 2011 | 1to2 Stories, Elevated (Obstr)+12ft - no basement, Coastal A or V Zone | 68 | 100 | 100 | 100 | 100 | 100 | 100 | 100 | 100 | 100 | 100 | 100 | 100 | 100 | 100 | 100 | 100 | 100 | 100 | 100 | 100 | 100 | 100 | 100 | 100 | 100 | 100 | 100 | 100 | RAMPP Inserted
534 |  | RES3 | USACE - Chicago | Apartment Unit Grade, Contents | 0 | 0 | 0 | 0 | 12 | 24 | 33 | 35 | 37 | 41 | 45 | 50 | 55 | 60 | 60 | 60 | 60 | 60 | 60 | 60 | 60 | 60 | 60 | 60 | 60 | 60 | 60 | 60 | 60 | NULL
535 | 1 | RES1 | BCAR - Jan 2011 | one story, w/ basement, Contents (B14) | 0 | 0 | 11 | 13 | 16 | 19 | 22 | 25 | 27 | 30 | 32 | 35 | 36 | 38 | 39 | 39 | 39 | 39 | 39 | 39 | 39 | 39 | 39 | 39 | 39 | 39 | 39 | 39 | 39 | RAMPP Inserted
536 |  | AGR1 | USACE Sacramento | USACE - Sacramento: Farms, 1-Story, Short Duration | 0 | 0 | 0 | 0 | 0 | 30 | 30 | 76 | 76 | 100 | 100 | 100 | 100 | 100 | 100 | 100 | 100 | 100 | 100 | 100 | 100 | 100 | 100 | 100 | 100 | 100 | 100 | 100 | 100 | NULL
537 |  | AGR1 | USACE Sacramento | USACE - Sacramento: Farms, 1-Story, Long Duration | 0 | 0 | 0 | 0 | 0 | 56 | 56 | 100 | 100 | 100 | 100 | 100 | 100 | 100 | 100 | 100 | 100 | 100 | 100 | 100 | 100 | 100 | 100 | 100 | 100 | 100 | 100 | 100 | 100 | NULL
538 |  | AGR1 | USACE Sacramento | USACE - Sacramento: Farms, 2-Story, Long Duration | 0 | 0 | 0 | 0 | 0 | 27 | 27 | 56 | 56 | 56 | 56 | 56 | 56 | 56 | 67 | 67 | 67 | 67 | 67 | 100 | 100 | 100 | 100 | 100 | 100 | 100 | 100 | 100 | 100 | NULL
539 |  | COM | USACE NACCS | NACCS 2 - Commercial - Engineeered | 0 | 0 | 0 | 0 | 3.5 | 24 | 33.25 | 40 | 42.75 | 45.5 | 52.75 | 60 | 61.6667 | 63.3333 | 65 | 66.6667 | 68.3333 | 70 | 71.6667 | 73.3333 | 75 | 75 | 75 | 75 | 75 | 75 | 75 | 75 | 75 | NULL
540 |  | COM | USACE NACCS | NACCS 2 - Commercial - Engineeered - Waves | 0 | 0 | 0 | 0 | 2 | 15 | 26.25 | 38.5 | 52.375 | 66.25 | 73.125 | 80 | 82 | 84 | 86 | 88 | 90 | 92 | 94 | 96 | 97.5 | 97.5 | 97.5 | 97.5 | 97.5 | 97.5 | 97.5 | 97.5 | 97.5 | NULL
541 |  | COM | USACE NACCS | NACCS 3 - Commercial - Non/Pre-Engineered | 0 | 0 | 0 | 0 | 1 | 21 | 29.75 | 44.5 | 49.75 | 55 | 59.75 | 64.5 | 67.5 | 70.5 | 73.5 | 76.5 | 79.5 | 82.5 | 85.5 | 88.5 | 90.5 | 90.5 | 90.5 | 90.5 | 90.5 | 90.5 | 90.5 | 90.5 | 90.5 | NULL
542 |  | COM | USACE NACCS | NACCS 3 - Commercial - Non/Pre-Engineered - Waves | 0 | 0 | 0 | 0 | 2.5 | 21 | 33.75 | 52.5 | 67.5 | 82.5 | 91.25 | 100 | 100 | 100 | 100 | 100 | 100 | 100 | 100 | 100 | 100 | 100 | 100 | 100 | 100 | 100 | 100 | 100 | 100 | NULL
543 |  | COM1 | FEMA BCA Toolkit | BCA Toolkit Retail-Furniture (Default) (Non-Generic - Engineered Building) | 0 | 0 | 0 | 0 | 0 | 0 | 0 | 0 | 0 | 46.8571 | 61.8571 | 68.1429 | 79.1429 | 85.7143 | 90.7143 | 97.1429 | 99.2857 | 99.2857 | 99.2857 | 99.2857 | 99.2857 | 99.2857 | 99.2857 | 99.2857 | 99.2857 | 99.2857 | 99.2857 | 99.2857 | 99.2857 | NULL
544 |  | COM1 | FEMA BCA Toolkit | BCA Toolkit Retail-Electronics (Default) (Non-Generic - Engineered Building) | 0 | 0 | 0 | 0 | 0 | 0 | 0 | 0 | 0 | 23 | 34.1429 | 44.2857 | 67 | 77.7143 | 86.7143 | 95.4286 | 97.4286 | 98.5714 | 98.5714 | 98.5714 | 98.5714 | 98.5714 | 98.5714 | 98.5714 | 98.5714 | 98.5714 | 98.5714 | 98.5714 | 98.5714 | NULL
545 |  | COM1 | FEMA BCA Toolkit | BCA Toolkit Retail-Clothing (Default) (Non-Generic - Engineered Building) | 0 | 0 | 0 | 0 | 0 | 0 | 0 | 0 | 0 | 29 | 46.2857 | 55.4286 | 70 | 79 | 89 | 95.7143 | 97.8571 | 97.8571 | 99.2857 | 99.2857 | 99.2857 | 99.2857 | 99.2857 | 99.2857 | 99.2857 | 99.2857 | 99.2857 | 99.2857 | 99.2857 | NULL
546 |  | COM1 | FEMA BCA Toolkit | BCA Toolkit Service Station (Default) (Non-Generic - Engineered Building) | 0 | 0 | 0 | 0 | 0 | 0 | 0 | 0 | 0.35714 | 16.4286 | 28.9286 | 40.8571 | 57.7143 | 63.2857 | 70.7143 | 79.2857 | 84.2857 | 87.1429 | 87.1429 | 87.1429 | 87.1429 | 87.1429 | 87.1429 | 87.1429 | 87.1429 | 87.1429 | 87.1429 | 87.1429 | 87.1429 | NULL
547 |  | COM1 | FEMA BCA Toolkit | BCA Toolkit Convenience Store (Default) (Non-Generic - Engineered Building) | 0 | 0 | 0 | 0 | 0 | 0 | 0 | 0 | 0 | 23.1429 | 39.8571 | 52.8571 | 70.7143 | 79.2857 | 88 | 94.1429 | 95.7143 | 97.1429 | 98.5714 | 98.5714 | 98.5714 | 98.5714 | 98.5714 | 98.5714 | 98.5714 | 98.5714 | 98.5714 | 98.5714 | 98.5714 | NULL
548 |  | COM1 | FEMA BCA Toolkit | BCA Toolkit Grocery (Default) (Non-Generic - Engineered Building) | 0 | 0 | 0 | 0 | 0 | 0 | 0 | 0 | 0 | 30.7143 | 40.9286 | 52.8571 | 64 | 75.4286 | 87.2857 | 98.8571 | 100 | 100 | 100 | 100 | 100 | 100 | 100 | 100 | 100 | 100 | 100 | 100 | 100 | NULL
549 |  | COM1 | FEMA BCA Toolkit | BCA Toolkit Retail-Furniture (Default) (Generic - Engineered Building) | 0 | 0 | 0 | 0 | 0 | 0 | 0 | 0 | 0 | 46.8571 | 61.8571 | 68.1429 | 79.1429 | 85.7143 | 90.7143 | 97.1429 | 99.2857 | 99.2857 | 99.2857 | 99.2857 | 99.2857 | 99.2857 | 99.2857 | 99.2857 | 99.2857 | 99.2857 | 99.2857 | 99.2857 | 99.2857 | NULL
550 |  | COM1 | FEMA BCA Toolkit | BCA Toolkit Retail-Electronics (Default) (Generic - Engineered Building) | 0 | 0 | 0 | 0 | 0 | 0 | 0 | 0 | 0 | 23 | 34.1429 | 44.2857 | 67 | 77.7143 | 86.7143 | 95.4286 | 97.4286 | 98.5714 | 98.5714 | 98.5714 | 98.5714 | 98.5714 | 98.5714 | 98.5714 | 98.5714 | 98.5714 | 98.5714 | 98.5714 | 98.5714 | NULL
551 |  | COM1 | FEMA BCA Toolkit | BCA Toolkit Retail-Clothing (Default) (Generic - Engineered Building) | 0 | 0 | 0 | 0 | 0 | 0 | 0 | 0 | 0 | 29 | 46.2857 | 55.4286 | 70 | 79 | 89 | 95.7143 | 97.8571 | 97.8571 | 99.2857 | 99.2857 | 99.2857 | 99.2857 | 99.2857 | 99.2857 | 99.2857 | 99.2857 | 99.2857 | 99.2857 | 99.2857 | NULL
552 |  | COM1 | FEMA BCA Toolkit | BCA Toolkit Service Station (Default) (Generic - Engineered Building) | 0 | 0 | 0 | 0 | 0 | 0 | 0 | 0 | 0.35714 | 16.4286 | 28.9286 | 40.8571 | 57.7143 | 63.2857 | 70.7143 | 79.2857 | 84.2857 | 87.1429 | 87.1429 | 87.1429 | 87.1429 | 87.1429 | 87.1429 | 87.1429 | 87.1429 | 87.1429 | 87.1429 | 87.1429 | 87.1429 | NULL
553 |  | COM1 | FEMA BCA Toolkit | BCA Toolkit Convenience Store (Default) (Generic - Engineered Building) | 0 | 0 | 0 | 0 | 0 | 0 | 0 | 0 | 0 | 23.1429 | 39.8571 | 52.8571 | 70.7143 | 79.2857 | 88 | 94.1429 | 95.7143 | 97.1429 | 98.5714 | 98.5714 | 98.5714 | 98.5714 | 98.5714 | 98.5714 | 98.5714 | 98.5714 | 98.5714 | 98.5714 | 98.5714 | NULL
554 |  | COM1 | FEMA BCA Toolkit | BCA Toolkit Grocery (Default) (Generic - Engineered Building) | 0 | 0 | 0 | 0 | 0 | 0 | 0 | 0 | 0 | 30.7143 | 40.9286 | 52.8571 | 64 | 75.4286 | 87.2857 | 98.8571 | 100 | 100 | 100 | 100 | 100 | 100 | 100 | 100 | 100 | 100 | 100 | 100 | 100 | NULL
555 |  | COM1 | FEMA BCA Toolkit | BCA Toolkit Retail-Furniture (Default) (Generic - Non-Engineered Building) | 0 | 0 | 0 | 0 | 0 | 0 | 0 | 0 | 0 | 46.8571 | 61.8571 | 68.1429 | 79.1429 | 85.7143 | 90.7143 | 97.1429 | 99.2857 | 99.2857 | 99.2857 | 99.2857 | 99.2857 | 99.2857 | 99.2857 | 99.2857 | 99.2857 | 99.2857 | 99.2857 | 99.2857 | 99.2857 | NULL
556 |  | COM1 | FEMA BCA Toolkit | BCA Toolkit Retail-Electronics (Default) (Generic - Non-Engineered Building) | 0 | 0 | 0 | 0 | 0 | 0 | 0 | 0 | 0 | 23 | 34.1429 | 44.2857 | 67 | 77.7143 | 86.7143 | 95.4286 | 97.4286 | 98.5714 | 98.5714 | 98.5714 | 98.5714 | 98.5714 | 98.5714 | 98.5714 | 98.5714 | 98.5714 | 98.5714 | 98.5714 | 98.5714 | NULL
557 |  | COM1 | FEMA BCA Toolkit | BCA Toolkit Retail-Clothing (Default) (Generic - Non-Engineered Building) | 0 | 0 | 0 | 0 | 0 | 0 | 0 | 0 | 0 | 29 | 46.2857 | 55.4286 | 70 | 79 | 89 | 95.7143 | 97.8571 | 97.8571 | 99.2857 | 99.2857 | 99.2857 | 99.2857 | 99.2857 | 99.2857 | 99.2857 | 99.2857 | 99.2857 | 99.2857 | 99.2857 | NULL
558 |  | COM1 | FEMA BCA Toolkit | BCA Toolkit Service Station (Default) (Generic - Non-Engineered Building) | 0 | 0 | 0 | 0 | 0 | 0 | 0 | 0 | 0.35714 | 16.4286 | 28.9286 | 40.8571 | 57.7143 | 63.2857 | 70.7143 | 79.2857 | 84.2857 | 87.1429 | 87.1429 | 87.1429 | 87.1429 | 87.1429 | 87.1429 | 87.1429 | 87.1429 | 87.1429 | 87.1429 | 87.1429 | 87.1429 | NULL
559 |  | COM1 | FEMA BCA Toolkit | BCA Toolkit Convenience Store (Default) (Generic - Non-Engineered Building) | 0 | 0 | 0 | 0 | 0 | 0 | 0 | 0 | 0 | 23.1429 | 39.8571 | 52.8571 | 70.7143 | 79.2857 | 88 | 94.1429 | 95.7143 | 97.1429 | 98.5714 | 98.5714 | 98.5714 | 98.5714 | 98.5714 | 98.5714 | 98.5714 | 98.5714 | 98.5714 | 98.5714 | 98.5714 | NULL
560 |  | COM1 | FEMA BCA Toolkit | BCA Toolkit Grocery (Default) (Generic - Non-Engineered Building) | 0 | 0 | 0 | 0 | 0 | 0 | 0 | 0 | 0 | 30.7143 | 40.9286 | 52.8571 | 64 | 75.4286 | 87.2857 | 98.8571 | 100 | 100 | 100 | 100 | 100 | 100 | 100 | 100 | 100 | 100 | 100 | 100 | 100 | NULL
561 |  | COM1 | FEMA BCA Toolkit | BCA Toolkit Retail-Furniture (Default) (Non-Generic - Non-Engineered Building) | 0 | 0 | 0 | 0 | 0 | 0 | 0 | 0 | 0 | 46.8571 | 61.8571 | 68.1429 | 79.1429 | 85.7143 | 90.7143 | 97.1429 | 99.2857 | 99.2857 | 99.2857 | 99.2857 | 99.2857 | 99.2857 | 99.2857 | 99.2857 | 99.2857 | 99.2857 | 99.2857 | 99.2857 | 99.2857 | NULL
562 |  | COM1 | FEMA BCA Toolkit | BCA Toolkit Retail-Electronics (Default) (Non-Generic - Non-Engineered Building) | 0 | 0 | 0 | 0 | 0 | 0 | 0 | 0 | 0 | 23 | 34.1429 | 44.2857 | 67 | 77.7143 | 86.7143 | 95.4286 | 97.4286 | 98.5714 | 98.5714 | 98.5714 | 98.5714 | 98.5714 | 98.5714 | 98.5714 | 98.5714 | 98.5714 | 98.5714 | 98.5714 | 98.5714 | NULL
563 |  | COM1 | FEMA BCA Toolkit | BCA Toolkit Retail-Clothing (Default) (Non-Generic - Non-Engineered Building) | 0 | 0 | 0 | 0 | 0 | 0 | 0 | 0 | 0 | 29 | 46.2857 | 55.4286 | 70 | 79 | 89 | 95.7143 | 97.8571 | 97.8571 | 99.2857 | 99.2857 | 99.2857 | 99.2857 | 99.2857 | 99.2857 | 99.2857 | 99.2857 | 99.2857 | 99.2857 | 99.2857 | NULL
564 |  | COM1 | FEMA BCA Toolkit | BCA Toolkit Service Station (Default) (Non-Generic - Non-Engineered Building) | 0 | 0 | 0 | 0 | 0 | 0 | 0 | 0 | 0.35714 | 16.4286 | 28.9286 | 40.8571 | 57.7143 | 63.2857 | 70.7143 | 79.2857 | 84.2857 | 87.1429 | 87.1429 | 87.1429 | 87.1429 | 87.1429 | 87.1429 | 87.1429 | 87.1429 | 87.1429 | 87.1429 | 87.1429 | 87.1429 | NULL
565 |  | COM1 | FEMA BCA Toolkit | BCA Toolkit Convenience Store (Default) (Non-Generic - Non-Engineered Building) | 0 | 0 | 0 | 0 | 0 | 0 | 0 | 0 | 0 | 23.1429 | 39.8571 | 52.8571 | 70.7143 | 79.2857 | 88 | 94.1429 | 95.7143 | 97.1429 | 98.5714 | 98.5714 | 98.5714 | 98.5714 | 98.5714 | 98.5714 | 98.5714 | 98.5714 | 98.5714 | 98.5714 | 98.5714 | NULL
566 |  | COM1 | FEMA BCA Toolkit | BCA Toolkit Grocery (Default) (Non-Generic - Non-Engineered Building) | 0 | 0 | 0 | 0 | 0 | 0 | 0 | 0 | 0 | 30.7143 | 40.9286 | 52.8571 | 64 | 75.4286 | 87.2857 | 98.8571 | 100 | 100 | 100 | 100 | 100 | 100 | 100 | 100 | 100 | 100 | 100 | 100 | 100 | NULL
567 |  | COM1 | FEMA BCA Toolkit | Convenience Store, Engineered | 0 | 0 | 0 | 0 | 0 | 23.1429 | 39.8571 | 52.8571 | 70.7143 | 79.2857 | 88 | 94.1429 | 95.7143 | 97.1429 | 98.5714 | 98.5714 | 98.5714 | 98.5714 | 98.5714 | 98.5714 | 98.5714 | 98.5714 | 98.5714 | 98.5714 | 98.5714 | 98.5714 | 98.5714 | 98.5714 | 98.5714 | NULL
568 |  | COM1 | FEMA BCA Toolkit | Convenience Store, Non-Engineered | 0 | 0 | 0 | 0 | 0 | 23.1429 | 39.8571 | 52.8571 | 70.7143 | 79.2857 | 88 | 94.1429 | 95.7143 | 97.1429 | 98.5714 | 98.5714 | 98.5714 | 98.5714 | 98.5714 | 98.5714 | 98.5714 | 98.5714 | 98.5714 | 98.5714 | 98.5714 | 98.5714 | 98.5714 | 98.5714 | 98.5714 | NULL
569 |  | COM1 | FEMA BCA Toolkit | Grocery, Engineered | 0 | 0 | 0 | 0 | 0 | 30.7143 | 40.9286 | 52.8571 | 64 | 75.4286 | 87.2857 | 98.8571 | 100 | 100 | 100 | 100 | 100 | 100 | 100 | 100 | 100 | 100 | 100 | 100 | 100 | 100 | 100 | 100 | 100 | NULL
570 |  | COM1 | FEMA BCA Toolkit | Grocery, Non-Engineered | 0 | 0 | 0 | 0 | 0 | 30.7143 | 40.9286 | 52.8571 | 64 | 75.4286 | 87.2857 | 98.8571 | 100 | 100 | 100 | 100 | 100 | 100 | 100 | 100 | 100 | 100 | 100 | 100 | 100 | 100 | 100 | 100 | 100 | NULL
571 |  | COM1 | FEMA BCA Toolkit | Retail-Clothing, Engineered | 0 | 0 | 0 | 0 | 0 | 29 | 46.2857 | 55.4286 | 70 | 79 | 89 | 95.7143 | 97.8571 | 97.8571 | 99.2857 | 99.2857 | 99.2857 | 99.2857 | 99.2857 | 99.2857 | 99.2857 | 99.2857 | 99.2857 | 99.2857 | 99.2857 | 99.2857 | 99.2857 | 99.2857 | 99.2857 | NULL
572 |  | COM1 | FEMA BCA Toolkit | Retail-Clothing, Non-Engineered | 0 | 0 | 0 | 0 | 0 | 29 | 46.2857 | 55.4286 | 70 | 79 | 89 | 95.7143 | 97.8571 | 97.8571 | 99.2857 | 99.2857 | 99.2857 | 99.2857 | 99.2857 | 99.2857 | 99.2857 | 99.2857 | 99.2857 | 99.2857 | 99.2857 | 99.2857 | 99.2857 | 99.2857 | 99.2857 | NULL
573 |  | COM1 | FEMA BCA Toolkit | Retail-Electronics, Engineered | 0 | 0 | 0 | 0 | 0 | 23 | 34.1429 | 44.2857 | 67 | 77.7143 | 86.7143 | 95.4286 | 97.4286 | 98.5714 | 98.5714 | 98.5714 | 98.5714 | 98.5714 | 98.5714 | 98.5714 | 98.5714 | 98.5714 | 98.5714 | 98.5714 | 98.5714 | 98.5714 | 98.5714 | 98.5714 | 98.5714 | NULL
574 |  | COM1 | FEMA BCA Toolkit | Retail-Electronics, Non-Engineered | 0 | 0 | 0 | 0 | 0 | 23 | 34.1429 | 44.2857 | 67 | 77.7143 | 86.7143 | 95.4286 | 97.4286 | 98.5714 | 98.5714 | 98.5714 | 98.5714 | 98.5714 | 98.5714 | 98.5714 | 98.5714 | 98.5714 | 98.5714 | 98.5714 | 98.5714 | 98.5714 | 98.5714 | 98.5714 | 98.5714 | NULL
575 |  | COM1 | FEMA BCA Toolkit | Retail-Furniture, Engineered | 0 | 0 | 0 | 0 | 0 | 46.8571 | 61.8571 | 68.1429 | 79.1429 | 85.7143 | 90.7143 | 97.1429 | 99.2857 | 99.2857 | 99.2857 | 99.2857 | 99.2857 | 99.2857 | 99.2857 | 99.2857 | 99.2857 | 99.2857 | 99.2857 | 99.2857 | 99.2857 | 99.2857 | 99.2857 | 99.2857 | 99.2857 | NULL
576 |  | COM1 | FEMA BCA Toolkit | Retail-Furniture, Non-Engineered | 0 | 0 | 0 | 0 | 0 | 46.8571 | 61.8571 | 68.1429 | 79.1429 | 85.7143 | 90.7143 | 97.1429 | 99.2857 | 99.2857 | 99.2857 | 99.2857 | 99.2857 | 99.2857 | 99.2857 | 99.2857 | 99.2857 | 99.2857 | 99.2857 | 99.2857 | 99.2857 | 99.2857 | 99.2857 | 99.2857 | 99.2857 | NULL
577 |  | COM1 | FEMA BCA Toolkit | Service Station, Engineered | 0 | 0 | 0 | 0 | 0.35714 | 16.4286 | 28.9286 | 40.8571 | 57.7143 | 63.2857 | 70.7143 | 79.2857 | 84.2857 | 87.1429 | 87.1429 | 87.1429 | 87.1429 | 87.1429 | 87.1429 | 87.1429 | 87.1429 | 87.1429 | 87.1429 | 87.1429 | 87.1429 | 87.1429 | 87.1429 | 87.1429 | 87.1429 | NULL
578 |  | COM1 | FEMA BCA Toolkit | Service Station, Non-Engineered | 0 | 0 | 0 | 0 | 0.35714 | 16.4286 | 28.9286 | 40.8571 | 57.7143 | 63.2857 | 70.7143 | 79.2857 | 84.2857 | 87.1429 | 87.1429 | 87.1429 | 87.1429 | 87.1429 | 87.1429 | 87.1429 | 87.1429 | 87.1429 | 87.1429 | 87.1429 | 87.1429 | 87.1429 | 87.1429 | 87.1429 | 87.1429 | NULL
579 |  | COM1 | USACE New Orleans | USACE - New Orleans: Department Store, structure, fresh water, short duration | 0 | 0 | 0 | 0 | 0 | 35.3 | 48.2 | 54.1 | 54.3 | 54.8 | 54.8 | 54.8 | 54.8 | 54.8 | 98.9 | 99.9 | 100 | 100 | 100 | 100 | 100 | 100 | 100 | 100 | 100 | 100 | 100 | 100 | 100 | NULL
580 |  | COM1 | USACE New Orleans | USACE - New Orleans: Department Store, structure, salt water, long duration | 0 | 0 | 0 | 0 | 0 | 99.5 | 99.8 | 99.9 | 100 | 100 | 100 | 100 | 100 | 100 | 100 | 100 | 100 | 100 | 100 | 100 | 100 | 100 | 100 | 100 | 100 | 100 | 100 | 100 | 100 | NULL
581 |  | COM1 | USACE New Orleans | USACE - New Orleans: Large Grocery, structure, fresh water, short duration | 0 | 0 | 0 | 0 | 0 | 33 | 73.6 | 81.4 | 84.8 | 87.6 | 96.3 | 96.3 | 98.3 | 98.3 | 98.3 | 98.3 | 98.3 | 98.3 | 98.3 | 98.3 | 98.3 | 98.3 | 98.3 | 98.3 | 98.3 | 98.3 | 98.3 | 98.3 | 98.3 | NULL
582 |  | COM1 | USACE New Orleans | USACE - New Orleans: Large Grocery, structure, salt water, long duration | 0 | 0 | 0 | 0 | 0 | 97.5 | 99.1 | 99.4 | 99.7 | 99.7 | 99.7 | 99.7 | 100 | 100 | 100 | 100 | 100 | 100 | 100 | 100 | 100 | 100 | 100 | 100 | 100 | 100 | 100 | 100 | 100 | NULL
583 |  | COM1 | USACE Sacramento | USACE - Sacramento: Food Stores, 1-Story, Short Duration | 0 | 0 | 0 | 0 | 0 | 29 | 29 | 96 | 96 | 100 | 100 | 100 | 100 | 100 | 100 | 100 | 100 | 100 | 100 | 100 | 100 | 100 | 100 | 100 | 100 | 100 | 100 | 100 | 100 | NULL
584 |  | COM1 | USACE Sacramento | USACE - Sacramento: Furniture Retail, 1-Story, Short Duration | 0 | 0 | 0 | 0 | 0 | 80 | 80 | 96 | 96 | 100 | 100 | 100 | 100 | 100 | 100 | 100 | 100 | 100 | 100 | 100 | 100 | 100 | 100 | 100 | 100 | 100 | 100 | 100 | 100 | NULL
585 |  | COM1 | USACE Sacramento | USACE - Sacramento: Grocery Store, 1-Story, Short Duration | 0 | 0 | 0 | 0 | 0 | 32 | 32 | 89 | 89 | 100 | 100 | 100 | 100 | 100 | 100 | 100 | 100 | 100 | 100 | 100 | 100 | 100 | 100 | 100 | 100 | 100 | 100 | 100 | 100 | NULL
586 |  | COM1 | USACE Sacramento | USACE - Sacramento: Retail, 1-Story, Short Duration | 0 | 0 | 0 | 0 | 0 | 80 | 80 | 96 | 96 | 100 | 100 | 100 | 100 | 100 | 100 | 100 | 100 | 100 | 100 | 100 | 100 | 100 | 100 | 100 | 100 | 100 | 100 | 100 | 100 | NULL
587 |  | COM1 | USACE Sacramento | USACE - Sacramento: Shopping Centers, 1-Story, Short Duration | 0 | 0 | 0 | 0 | 0 | 33 | 33 | 72 | 72 | 100 | 100 | 100 | 100 | 100 | 100 | 100 | 100 | 100 | 100 | 100 | 100 | 100 | 100 | 100 | 100 | 100 | 100 | 100 | 100 | NULL
588 |  | COM1 | USACE Sacramento | USACE - Sacramento: Food Stores, 2-Story, Short Duration | 0 | 0 | 0 | 0 | 0 | 25 | 25 | 50 | 50 | 50 | 50 | 50 | 50 | 50 | 50 | 50 | 50 | 50 | 50 | 100 | 100 | 100 | 100 | 100 | 100 | 100 | 100 | 100 | 100 | NULL
589 |  | COM1 | USACE Sacramento | USACE - Sacramento: Furniture Retail, 2-Story, Short Duration | 0 | 0 | 0 | 0 | 0 | 42 | 42 | 50 | 50 | 50 | 50 | 50 | 50 | 50 | 50 | 50 | 50 | 50 | 50 | 100 | 100 | 100 | 100 | 100 | 100 | 100 | 100 | 100 | 100 | NULL
590 |  | COM1 | USACE Sacramento | USACE - Sacramento: Grocery Store, 2-Story, Short Duration | 0 | 0 | 0 | 0 | 0 | 27 | 27 | 49 | 49 | 50 | 50 | 50 | 50 | 50 | 50 | 50 | 50 | 50 | 50 | 100 | 100 | 100 | 100 | 100 | 100 | 100 | 100 | 100 | 100 | NULL
591 |  | COM1 | USACE Sacramento | USACE - Sacramento: Retail, 2-Story, Short Duration | 0 | 0 | 0 | 0 | 0 | 19 | 19 | 36 | 36 | 50 | 50 | 50 | 50 | 50 | 50 | 50 | 50 | 50 | 50 | 100 | 100 | 100 | 100 | 100 | 100 | 100 | 100 | 100 | 100 | NULL
592 |  | COM1 | USACE Sacramento | USACE - Sacramento: Shopping Centers, 2-Story, Short Duration | 0 | 0 | 0 | 0 | 0 | 28 | 28 | 40 | 40 | 50 | 50 | 50 | 50 | 50 | 50 | 50 | 50 | 50 | 50 | 100 | 100 | 100 | 100 | 100 | 100 | 100 | 100 | 100 | 100 | NULL
593 |  | COM1 | USACE Sacramento | USACE - Sacramento: Food Stores, 1-Story, Long Duration | 0 | 0 | 0 | 0 | 0 | 78 | 78 | 100 | 100 | 100 | 100 | 100 | 100 | 100 | 100 | 100 | 100 | 100 | 100 | 100 | 100 | 100 | 100 | 100 | 100 | 100 | 100 | 100 | 100 | NULL
594 |  | COM1 | USACE Sacramento | USACE - Sacramento: Furniture Retail, 1-Story, Long Duration | 0 | 0 | 0 | 0 | 0 | 98 | 98 | 100 | 100 | 100 | 100 | 100 | 100 | 100 | 100 | 100 | 100 | 100 | 100 | 100 | 100 | 100 | 100 | 100 | 100 | 100 | 100 | 100 | 100 | NULL
595 |  | COM1 | USACE Sacramento | USACE - Sacramento: Grocery Store, 1-Story, Long Duration | 0 | 0 | 0 | 0 | 0 | 87 | 87 | 100 | 100 | 100 | 100 | 100 | 100 | 100 | 100 | 100 | 100 | 100 | 100 | 100 | 100 | 100 | 100 | 100 | 100 | 100 | 100 | 100 | 100 | NULL
596 |  | COM1 | USACE Sacramento | USACE - Sacramento: Retail, 1-Story, Long Duration | 0 | 0 | 0 | 0 | 0 | 80 | 80 | 100 | 100 | 100 | 100 | 100 | 100 | 100 | 100 | 100 | 100 | 100 | 100 | 100 | 100 | 100 | 100 | 100 | 100 | 100 | 100 | 100 | 100 | NULL
597 |  | COM1 | USACE Sacramento | USACE - Sacramento: Shopping Centers, 1-Story, Long Duration | 0 | 0 | 0 | 0 | 0 | 96 | 96 | 100 | 100 | 100 | 100 | 100 | 100 | 100 | 100 | 100 | 100 | 100 | 100 | 100 | 100 | 100 | 100 | 100 | 100 | 100 | 100 | 100 | 100 | NULL
598 |  | COM1 | USACE Sacramento | USACE - Sacramento: Food Stores, 2-Story, Long Duration | 0 | 0 | 0 | 0 | 0 | 38 | 38 | 56 | 56 | 56 | 56 | 56 | 56 | 56 | 67 | 67 | 67 | 67 | 67 | 100 | 100 | 100 | 100 | 100 | 100 | 100 | 100 | 100 | 100 | NULL
599 |  | COM1 | USACE Sacramento | USACE - Sacramento: Furniture Retail, 2-Story, Long Duration | 0 | 0 | 0 | 0 | 0 | 47 | 47 | 56 | 56 | 56 | 56 | 56 | 56 | 56 | 67 | 67 | 67 | 67 | 67 | 100 | 100 | 100 | 100 | 100 | 100 | 100 | 100 | 100 | 100 | NULL
600 |  | COM1 | USACE Sacramento | USACE - Sacramento: Grocery Store, 2-Story, Long Duration | 0 | 0 | 0 | 0 | 0 | 42 | 42 | 56 | 56 | 56 | 56 | 56 | 56 | 56 | 67 | 67 | 67 | 67 | 67 | 100 | 100 | 100 | 100 | 100 | 100 | 100 | 100 | 100 | 100 | NULL
601 |  | COM1 | USACE Sacramento | USACE - Sacramento: Retail, 2-Story, Long Duration | 0 | 0 | 0 | 0 | 0 | 38 | 38 | 56 | 56 | 56 | 56 | 56 | 56 | 56 | 67 | 67 | 67 | 67 | 67 | 100 | 100 | 100 | 100 | 100 | 100 | 100 | 100 | 100 | 100 | NULL
602 |  | COM1 | USACE Sacramento | USACE - Sacramento: Shopping Centers, 2-Story, Long Duration | 0 | 0 | 0 | 0 | 0 | 46 | 46 | 56 | 56 | 56 | 56 | 56 | 56 | 56 | 67 | 67 | 67 | 67 | 67 | 100 | 100 | 100 | 100 | 100 | 100 | 100 | 100 | 100 | 100 | NULL
603 |  | COM2 | FEMA BCA Toolkit | BCA Toolkit Warehouse, Refrig (Default) (Non-Generic - Engineered Building) | 0 | 0 | 0 | 0 | 0 | 0 | 0 | 0 | 0 | 29.7143 | 48 | 59.1429 | 65.7143 | 74.2857 | 79.7143 | 84 | 89.8571 | 93.5714 | 93.5714 | 93.5714 | 93.5714 | 93.5714 | 93.5714 | 93.5714 | 93.5714 | 93.5714 | 93.5714 | 93.5714 | 93.5714 | NULL
604 |  | COM2 | FEMA BCA Toolkit | BCA Toolkit Warehouse, Non-Refrig (Default) (Non-Generic - Engineered Building) | 0 | 0 | 0 | 0 | 0 | 0 | 0 | 0 | 0 | 20.7143 | 33.7143 | 47.4286 | 56.8571 | 65.5714 | 73.5714 | 81.2857 | 88.4286 | 91.5714 | 93.5714 | 93.5714 | 93.5714 | 93.5714 | 93.5714 | 93.5714 | 93.5714 | 93.5714 | 93.5714 | 93.5714 | 93.5714 | NULL
605 |  | COM2 | FEMA BCA Toolkit | BCA Toolkit Warehouse, Refrig (Default) (Generic - Engineered Building) | 0 | 0 | 0 | 0 | 0 | 0 | 0 | 0 | 0 | 29.7143 | 48 | 59.1429 | 65.7143 | 74.2857 | 79.7143 | 84 | 89.8571 | 93.5714 | 93.5714 | 93.5714 | 93.5714 | 93.5714 | 93.5714 | 93.5714 | 93.5714 | 93.5714 | 93.5714 | 93.5714 | 93.5714 | NULL
606 |  | COM2 | FEMA BCA Toolkit | BCA Toolkit Warehouse, Non-Refrig (Default) (Generic - Engineered Building) | 0 | 0 | 0 | 0 | 0 | 0 | 0 | 0 | 0 | 20.7143 | 33.7143 | 47.4286 | 56.8571 | 65.5714 | 73.5714 | 81.2857 | 88.4286 | 91.5714 | 93.5714 | 93.5714 | 93.5714 | 93.5714 | 93.5714 | 93.5714 | 93.5714 | 93.5714 | 93.5714 | 93.5714 | 93.5714 | NULL
607 |  | COM2 | FEMA BCA Toolkit | BCA Toolkit Warehouse, Refrig (Default) (Generic - Non-Engineered Building) | 0 | 0 | 0 | 0 | 0 | 0 | 0 | 0 | 0 | 29.7143 | 48 | 59.1429 | 65.7143 | 74.2857 | 79.7143 | 84 | 89.8571 | 93.5714 | 93.5714 | 93.5714 | 93.5714 | 93.5714 | 93.5714 | 93.5714 | 93.5714 | 93.5714 | 93.5714 | 93.5714 | 93.5714 | NULL
608 |  | COM2 | FEMA BCA Toolkit | BCA Toolkit Warehouse, Non-Refrig (Default) (Generic - Non-Engineered Building) | 0 | 0 | 0 | 0 | 0 | 0 | 0 | 0 | 0 | 20.7143 | 33.7143 | 47.4286 | 56.8571 | 65.5714 | 73.5714 | 81.2857 | 88.4286 | 91.5714 | 93.5714 | 93.5714 | 93.5714 | 93.5714 | 93.5714 | 93.5714 | 93.5714 | 93.5714 | 93.5714 | 93.5714 | 93.5714 | NULL
609 |  | COM2 | FEMA BCA Toolkit | BCA Toolkit Warehouse, Refrig (Default) (Non-Generic - Non-Engineered Building) | 0 | 0 | 0 | 0 | 0 | 0 | 0 | 0 | 0 | 29.7143 | 48 | 59.1429 | 65.7143 | 74.2857 | 79.7143 | 84 | 89.8571 | 93.5714 | 93.5714 | 93.5714 | 93.5714 | 93.5714 | 93.5714 | 93.5714 | 93.5714 | 93.5714 | 93.5714 | 93.5714 | 93.5714 | NULL
610 |  | COM2 | FEMA BCA Toolkit | BCA Toolkit Warehouse, Non-Refrig (Default) (Non-Generic - Non-Engineered Building) | 0 | 0 | 0 | 0 | 0 | 0 | 0 | 0 | 0 | 20.7143 | 33.7143 | 47.4286 | 56.8571 | 65.5714 | 73.5714 | 81.2857 | 88.4286 | 91.5714 | 93.5714 | 93.5714 | 93.5714 | 93.5714 | 93.5714 | 93.5714 | 93.5714 | 93.5714 | 93.5714 | 93.5714 | 93.5714 | NULL
611 |  | COM2 | USACE New Orleans | USACE - New Orleans: Warehouse, structure, fresh water, short duration | 0 | 0 | 0 | 0 | 0 | 19.2 | 30.7 | 39.7 | 44.5 | 48.8 | 54.1 | 58.3 | 62.6 | 71.6 | 71.6 | 71.6 | 71.6 | 71.6 | 71.6 | 71.6 | 71.6 | 71.6 | 71.6 | 71.6 | 71.6 | 71.6 | 71.6 | 71.6 | 71.6 | NULL
612 |  | COM2 | USACE New Orleans | USACE - New Orleans: Warehouse, structure, salt water, long duration | 0 | 0 | 0 | 0 | 0 | 53 | 69.9 | 79.9 | 96.3 | 97 | 97 | 97 | 97 | 97 | 97 | 97 | 97 | 97 | 97 | 97 | 97 | 97 | 97 | 97 | 97 | 97 | 97 | 97 | 97 | NULL
613 |  | COM2 | FEMA BCA Toolkit | Warehouse, Non-Refrig (Default), Engineered | 0 | 0 | 0 | 0 | 0 | 20.7143 | 33.7143 | 47.4286 | 56.8571 | 65.5714 | 73.5714 | 81.2857 | 88.4286 | 91.5714 | 93.5714 | 93.5714 | 93.5714 | 93.5714 | 93.5714 | 93.5714 | 93.5714 | 93.5714 | 93.5714 | 93.5714 | 93.5714 | 93.5714 | 93.5714 | 93.5714 | 93.5714 | NULL
614 |  | COM2 | FEMA BCA Toolkit | Warehouse, Non-Refrig (Default), Non-Engineered | 0 | 0 | 0 | 0 | 0 | 20.7143 | 33.7143 | 47.4286 | 56.8571 | 65.5714 | 73.5714 | 81.2857 | 88.4286 | 91.5714 | 93.5714 | 93.5714 | 93.5714 | 93.5714 | 93.5714 | 93.5714 | 93.5714 | 93.5714 | 93.5714 | 93.5714 | 93.5714 | 93.5714 | 93.5714 | 93.5714 | 93.5714 | NULL
615 |  | COM2 | FEMA BCA Toolkit | Warehouse, Refrig (Default), Engineered | 0 | 0 | 0 | 0 | 0 | 29.7143 | 48 | 59.1429 | 65.7143 | 74.2857 | 79.7143 | 84 | 89.8571 | 93.5714 | 93.5714 | 93.5714 | 93.5714 | 93.5714 | 93.5714 | 93.5714 | 93.5714 | 93.5714 | 93.5714 | 93.5714 | 93.5714 | 93.5714 | 93.5714 | 93.5714 | 93.5714 | NULL
616 |  | COM2 | FEMA BCA Toolkit | Warehouse, Refrig (Default), Non-Engineered | 0 | 0 | 0 | 0 | 0 | 29.7143 | 48 | 59.1429 | 65.7143 | 74.2857 | 79.7143 | 84 | 89.8571 | 93.5714 | 93.5714 | 93.5714 | 93.5714 | 93.5714 | 93.5714 | 93.5714 | 93.5714 | 93.5714 | 93.5714 | 93.5714 | 93.5714 | 93.5714 | 93.5714 | 93.5714 | 93.5714 | NULL
617 |  | COM2 | USACE Sacramento | USACE - Sacramento: Warehouse, 1-Story, Short Duration | 0 | 0 | 0 | 0 | 0 | 23 | 23 | 69 | 69 | 96 | 96 | 96 | 96 | 96 | 100 | 100 | 100 | 100 | 100 | 100 | 100 | 100 | 100 | 100 | 100 | 100 | 100 | 100 | 100 | NULL
618 |  | COM2 | USACE Sacramento | USACE - Sacramento: Warehouse, 2-Story, Short Duration | 0 | 0 | 0 | 0 | 0 | 20 | 20 | 38 | 38 | 48 | 48 | 48 | 48 | 48 | 50 | 50 | 50 | 50 | 50 | 100 | 100 | 100 | 100 | 100 | 100 | 100 | 100 | 100 | 100 | NULL
619 |  | COM2 | USACE Sacramento | USACE - Sacramento: Warehouse, 1-Story, Long Duration | 0 | 0 | 0 | 0 | 0 | 84 | 84 | 100 | 100 | 100 | 100 | 100 | 100 | 100 | 100 | 100 | 100 | 100 | 100 | 100 | 100 | 100 | 100 | 100 | 100 | 100 | 100 | 100 | 100 | NULL
620 |  | COM2 | USACE Sacramento | USACE - Sacramento: Warehouse, 2-Story, Long Duration | 0 | 0 | 0 | 0 | 0 | 40 | 40 | 56 | 56 | 56 | 56 | 56 | 56 | 56 | 67 | 67 | 67 | 67 | 67 | 100 | 100 | 100 | 100 | 100 | 100 | 100 | 100 | 100 | 100 | NULL
621 |  | COM3 | FEMA BCA Toolkit | Protective Services, Engineered | 0 | 0 | 0 | 0 | 0 | 14.2857 | 24.7143 | 36.7143 | 46.5714 | 55.2857 | 62.8571 | 74.4286 | 82.7143 | 84.4286 | 86 | 86 | 86 | 86 | 86 | 86 | 86 | 86 | 86 | 86 | 86 | 86 | 86 | 86 | 86 | NULL
622 |  | COM3 | FEMA BCA Toolkit | Protective Services, Non-Engineered | 0 | 0 | 0 | 0 | 0 | 14.2857 | 24.7143 | 36.7143 | 46.5714 | 55.2857 | 62.8571 | 74.4286 | 82.7143 | 84.4286 | 86 | 86 | 86 | 86 | 86 | 86 | 86 | 86 | 86 | 86 | 86 | 86 | 86 | 86 | 86 | NULL
623 |  | COM3 | USACE Sacramento | USACE - Sacramento: Service-Auto, 1-Story, Short Duration | 0 | 0 | 0 | 9 | 10 | 23 | 23 | 67 | 67 | 100 | 100 | 100 | 100 | 100 | 100 | 100 | 100 | 100 | 100 | 100 | 100 | 100 | 100 | 100 | 100 | 100 | 100 | 100 | 100 | NULL
624 |  | COM3 | USACE Sacramento | USACE - Sacramento: Service-Auto, 2-Story, Short Duration | 0 | 0 | 0 | 8 | 8 | 19 | 19 | 37 | 37 | 50 | 50 | 50 | 50 | 50 | 50 | 50 | 50 | 50 | 50 | 100 | 100 | 100 | 100 | 100 | 100 | 100 | 100 | 100 | 100 | NULL
625 |  | COM3 | USACE Sacramento | USACE - Sacramento: Service-Auto, 1-Story, Long Duration | 0 | 0 | 0 | 10 | 10 | 74 | 74 | 100 | 100 | 100 | 100 | 100 | 100 | 100 | 100 | 100 | 100 | 100 | 100 | 100 | 100 | 100 | 100 | 100 | 100 | 100 | 100 | 100 | 100 | NULL
626 |  | COM3 | USACE Sacramento | USACE - Sacramento: Service-Auto, 2-Story, Long Duration | 0 | 0 | 0 | 5 | 5 | 35 | 35 | 56 | 56 | 56 | 56 | 56 | 56 | 56 | 67 | 67 | 67 | 67 | 67 | 100 | 100 | 100 | 100 | 100 | 100 | 100 | 100 | 100 | 100 | NULL
627 |  | COM4 | FEMA BCA Toolkit | BCA Toolkit Protective Services (Default) (Non-Generic - Engineered Building) | 0 | 0 | 0 | 0 | 0 | 0 | 0 | 0 | 0 | 14.2857 | 24.7143 | 36.7143 | 46.5714 | 55.2857 | 62.8571 | 74.4286 | 82.7143 | 84.4286 | 86 | 86 | 86 | 86 | 86 | 86 | 86 | 86 | 86 | 86 | 86 | NULL
628 |  | COM4 | FEMA BCA Toolkit | BCA Toolkit Office One-Story (Default) (Non-Generic - Engineered Building) | 0 | 0 | 0 | 0 | 0 | 0 | 0.71429 | 0.71429 | 1 | 20 | 34.2857 | 45.4286 | 55 | 63.8571 | 73.2857 | 76.4286 | 83.4286 | 89.2857 | 91.4286 | 91.4286 | 91.4286 | 91.4286 | 91.4286 | 91.4286 | 91.4286 | 91.4286 | 91.4286 | 91.4286 | 91.4286 | NULL
629 |  | COM4 | FEMA BCA Toolkit | BCA Toolkit Protective Services (Default) (Generic - Engineered Building) | 0 | 0 | 0 | 0 | 0 | 0 | 0 | 0 | 0 | 14.2857 | 24.7143 | 36.7143 | 46.5714 | 55.2857 | 62.8571 | 74.4286 | 82.7143 | 84.4286 | 86 | 86 | 86 | 86 | 86 | 86 | 86 | 86 | 86 | 86 | 86 | NULL
630 |  | COM4 | FEMA BCA Toolkit | BCA Toolkit Office One-Story (Default) (Generic - Engineered Building) | 0 | 0 | 0 | 0 | 0 | 0 | 0.71429 | 0.71429 | 1 | 20 | 34.2857 | 45.4286 | 55 | 63.8571 | 73.2857 | 76.4286 | 83.4286 | 89.2857 | 91.4286 | 91.4286 | 91.4286 | 91.4286 | 91.4286 | 91.4286 | 91.4286 | 91.4286 | 91.4286 | 91.4286 | 91.4286 | NULL
631 |  | COM4 | FEMA BCA Toolkit | BCA Toolkit Protective Services (Default) (Generic - Non-Engineered Building) | 0 | 0 | 0 | 0 | 0 | 0 | 0 | 0 | 0 | 14.2857 | 24.7143 | 36.7143 | 46.5714 | 55.2857 | 62.8571 | 74.4286 | 82.7143 | 84.4286 | 86 | 86 | 86 | 86 | 86 | 86 | 86 | 86 | 86 | 86 | 86 | NULL
632 |  | COM4 | FEMA BCA Toolkit | BCA Toolkit Office One-Story (Default) (Generic - Non-Engineered Building) | 0 | 0 | 0 | 0 | 0 | 0 | 0.71429 | 0.71429 | 1 | 20 | 34.2857 | 45.4286 | 55 | 63.8571 | 73.2857 | 76.4286 | 83.4286 | 89.2857 | 91.4286 | 91.4286 | 91.4286 | 91.4286 | 91.4286 | 91.4286 | 91.4286 | 91.4286 | 91.4286 | 91.4286 | 91.4286 | NULL
633 |  | COM4 | FEMA BCA Toolkit | BCA Toolkit Protective Services (Default) (Non-Generic - Non-Engineered Building) | 0 | 0 | 0 | 0 | 0 | 0 | 0 | 0 | 0 | 14.2857 | 24.7143 | 36.7143 | 46.5714 | 55.2857 | 62.8571 | 74.4286 | 82.7143 | 84.4286 | 86 | 86 | 86 | 86 | 86 | 86 | 86 | 86 | 86 | 86 | 86 | NULL
634 |  | COM4 | FEMA BCA Toolkit | BCA Toolkit Office One-Story (Default) (Non-Generic - Non-Engineered Building) | 0 | 0 | 0 | 0 | 0 | 0 | 0.71429 | 0.71429 | 1 | 20 | 34.2857 | 45.4286 | 55 | 63.8571 | 73.2857 | 76.4286 | 83.4286 | 89.2857 | 91.4286 | 91.4286 | 91.4286 | 91.4286 | 91.4286 | 91.4286 | 91.4286 | 91.4286 | 91.4286 | 91.4286 | 91.4286 | NULL
635 |  | COM4 | FEMA BCA Toolkit | Office One-Story, Engineered | 0 | 0 | 0.71429 | 0.71429 | 1 | 20 | 34.2857 | 45.4286 | 55 | 63.8571 | 73.2857 | 76.4286 | 83.4286 | 89.2857 | 91.4286 | 91.4286 | 91.4286 | 91.4286 | 91.4286 | 91.4286 | 91.4286 | 91.4286 | 91.4286 | 91.4286 | 91.4286 | 91.4286 | 91.4286 | 91.4286 | 91.4286 | NULL
636 |  | COM4 | FEMA BCA Toolkit | Office One-Story, Non-Engineered | 0 | 0 | 0.71429 | 0.71429 | 1 | 20 | 34.2857 | 45.4286 | 55 | 63.8571 | 73.2857 | 76.4286 | 83.4286 | 89.2857 | 91.4286 | 91.4286 | 91.4286 | 91.4286 | 91.4286 | 91.4286 | 91.4286 | 91.4286 | 91.4286 | 91.4286 | 91.4286 | 91.4286 | 91.4286 | 91.4286 | 91.4286 | NULL
637 |  | COM4 | USACE New Orleans | USACE - New Orleans: Utility Company, structure, fresh water, short duration | 0 | 0 | 0 | 0 | 0 | 5.1 | 17.5 | 49.8 | 50.1 | 51.8 | 57.6 | 57.6 | 57.6 | 57.6 | 57.8 | 59.4 | 69.2 | 69.6 | 69.7 | 78.9 | 78.9 | 78.9 | 78.9 | 78.9 | 78.9 | 78.9 | 78.9 | 78.9 | 78.9 | NULL
638 |  | COM4 | USACE New Orleans | USACE - New Orleans: Utility Company, structure, salt water, long duration | 0 | 0 | 0 | 0 | 0 | 60.2 | 60.2 | 60.2 | 60.2 | 60.2 | 60.2 | 60.2 | 60.2 | 60.2 | 100 | 100 | 100 | 100 | 100 | 100 | 100 | 100 | 100 | 100 | 100 | 100 | 100 | 100 | 100 | NULL
639 |  | COM4 | USACE Sacramento | USACE - Sacramento: Office, 1-Story, Short Duration | 0 | 0 | 0 | 0 | 0 | 35 | 35 | 90 | 90 | 100 | 100 | 100 | 100 | 100 | 100 | 100 | 100 | 100 | 100 | 100 | 100 | 100 | 100 | 100 | 100 | 100 | 100 | 100 | 100 | NULL
640 |  | COM4 | USACE Sacramento | USACE - Sacramento: Office, 2-Story, Short Duration | 0 | 0 | 0 | 0 | 0 | 29 | 29 | 50 | 50 | 50 | 50 | 50 | 50 | 50 | 50 | 50 | 50 | 50 | 50 | 100 | 100 | 100 | 100 | 100 | 100 | 100 | 100 | 100 | 100 | NULL
641 |  | COM4 | USACE Sacramento | USACE - Sacramento: Office, 1-Story, Long Duration | 0 | 0 | 0 | 0 | 0 | 97 | 97 | 100 | 100 | 100 | 100 | 100 | 100 | 100 | 100 | 100 | 100 | 100 | 100 | 100 | 100 | 100 | 100 | 100 | 100 | 100 | 100 | 100 | 100 | NULL
642 |  | COM4 | USACE Sacramento | USACE - Sacramento: Office, 2-Story, Long Duration | 0 | 0 | 0 | 0 | 0 | 46 | 46 | 56 | 56 | 56 | 56 | 56 | 56 | 56 | 67 | 67 | 67 | 67 | 67 | 100 | 100 | 100 | 100 | 100 | 100 | 100 | 100 | 100 | 100 | NULL
643 |  | COM6 | FEMA BCA Toolkit | BCA Toolkit Hospital (Default) (Non-Generic - Engineered Building) | 0 | 0 | 0 | 0 | 0 | 0 | 0 | 0 | 0 | 14.625 | 27 | 37 | 53.375 | 70 | 79.125 | 85.625 | 92.5 | 95.625 | 96.25 | 96.25 | 96.25 | 96.25 | 96.25 | 96.25 | 96.25 | 96.25 | 96.25 | 96.25 | 96.25 | NULL
644 |  | COM6 | FEMA BCA Toolkit | BCA Toolkit Hospital (Default) (Generic - Engineered Building) | 0 | 0 | 0 | 0 | 0 | 0 | 0 | 0 | 0 | 14.625 | 27 | 37 | 53.375 | 70 | 79.125 | 85.625 | 92.5 | 95.625 | 96.25 | 96.25 | 96.25 | 96.25 | 96.25 | 96.25 | 96.25 | 96.25 | 96.25 | 96.25 | 96.25 | NULL
645 |  | COM6 | FEMA BCA Toolkit | BCA Toolkit Hospital (Default) (Generic - Non-Engineered Building) | 0 | 0 | 0 | 0 | 0 | 0 | 0 | 0 | 0 | 14.625 | 27 | 37 | 53.375 | 70 | 79.125 | 85.625 | 92.5 | 95.625 | 96.25 | 96.25 | 96.25 | 96.25 | 96.25 | 96.25 | 96.25 | 96.25 | 96.25 | 96.25 | 96.25 | NULL
646 |  | COM6 | FEMA BCA Toolkit | BCA Toolkit Hospital (Default) (Non-Generic - Non-Engineered Building) | 0 | 0 | 0 | 0 | 0 | 0 | 0 | 0 | 0 | 14.625 | 27 | 37 | 53.375 | 70 | 79.125 | 85.625 | 92.5 | 95.625 | 96.25 | 96.25 | 96.25 | 96.25 | 96.25 | 96.25 | 96.25 | 96.25 | 96.25 | 96.25 | 96.25 | NULL
647 |  | COM6 | FEMA BCA Toolkit | Hospital, Engineered | 0 | 0 | 0 | 0 | 0 | 14.625 | 27 | 37 | 53.375 | 70 | 79.125 | 85.625 | 92.5 | 95.625 | 96.25 | 96.25 | 96.25 | 96.25 | 96.25 | 96.25 | 96.25 | 96.25 | 96.25 | 96.25 | 96.25 | 96.25 | 96.25 | 96.25 | 96.25 | NULL
648 |  | COM6 | FEMA BCA Toolkit | Hospital, Non-Engineered | 0 | 0 | 0 | 0 | 0 | 14.625 | 27 | 37 | 53.375 | 70 | 79.125 | 85.625 | 92.5 | 95.625 | 96.25 | 96.25 | 96.25 | 96.25 | 96.25 | 96.25 | 96.25 | 96.25 | 96.25 | 96.25 | 96.25 | 96.25 | 96.25 | 96.25 | 96.25 | NULL
649 |  | COM6 | USACE New Orleans | USACE - New Orleans: Medical Office, structure, fresh water, short duration | 0 | 0 | 0 | 0 | 0 | 25.8 | 45.7 | 94.1 | 96.9 | 99.3 | 99.3 | 99.3 | 99.3 | 99.3 | 99.3 | 99.3 | 99.3 | 99.3 | 99.3 | 99.3 | 99.3 | 99.3 | 99.3 | 99.3 | 99.3 | 99.3 | 99.3 | 99.3 | 99.3 | NULL
650 |  | COM6 | USACE New Orleans | USACE - New Orleans: Medical Office, structure, salt water, long duration | 0 | 0 | 0 | 0 | 0 | 98.5 | 98.5 | 100 | 100 | 100 | 100 | 100 | 100 | 100 | 100 | 100 | 100 | 100 | 100 | 100 | 100 | 100 | 100 | 100 | 100 | 100 | 100 | 100 | 100 | NULL
651 |  | COM6 | USACE Sacramento | USACE - Sacramento: Medical, 1-Story, Short Duration | 0 | 0 | 0 | 0 | 0 | 33 | 33 | 89 | 89 | 100 | 100 | 100 | 100 | 100 | 100 | 100 | 100 | 100 | 100 | 100 | 100 | 100 | 100 | 100 | 100 | 100 | 100 | 100 | 100 | NULL
652 |  | COM6 | USACE Sacramento | USACE - Sacramento: Medical, 2-Story, Short Duration | 0 | 0 | 0 | 0 | 0 | 28 | 28 | 49 | 49 | 50 | 50 | 50 | 50 | 50 | 50 | 50 | 50 | 50 | 50 | 100 | 100 | 100 | 100 | 100 | 100 | 100 | 100 | 100 | 100 | NULL
653 |  | COM6 | USACE Sacramento | USACE - Sacramento: Medical, 1-Story, Long Duration | 0 | 0 | 0 | 0 | 0 | 75 | 75 | 100 | 100 | 100 | 100 | 100 | 100 | 100 | 100 | 100 | 100 | 100 | 100 | 100 | 100 | 100 | 100 | 100 | 100 | 100 | 100 | 100 | 100 | NULL
654 |  | COM6 | USACE Sacramento | USACE - Sacramento: Medical, 2-Story, Long Duration | 0 | 0 | 0 | 0 | 0 | 36 | 36 | 56 | 56 | 56 | 56 | 56 | 56 | 56 | 67 | 67 | 67 | 67 | 67 | 100 | 100 | 100 | 100 | 100 | 100 | 100 | 100 | 100 | 100 | NULL
655 |  | COM7 | FEMA BCA Toolkit | BCA Toolkit Medical Office (Default) (Non-Generic - Engineered Building) | 0 | 0 | 0 | 0 | 0 | 0 | 0 | 0 | 0 | 14.25 | 26.875 | 40.375 | 57.125 | 67.25 | 75.375 | 82.25 | 91.25 | 96.25 | 96.875 | 96.875 | 96.875 | 96.875 | 96.875 | 96.875 | 96.875 | 96.875 | 96.875 | 96.875 | 96.875 | NULL
656 |  | COM7 | FEMA BCA Toolkit | BCA Toolkit Medical Office (Default) (Generic - Engineered Building) | 0 | 0 | 0 | 0 | 0 | 0 | 0 | 0 | 0 | 14.25 | 26.875 | 40.375 | 57.125 | 67.25 | 75.375 | 82.25 | 91.25 | 96.25 | 96.875 | 96.875 | 96.875 | 96.875 | 96.875 | 96.875 | 96.875 | 96.875 | 96.875 | 96.875 | 96.875 | NULL
657 |  | COM7 | FEMA BCA Toolkit | BCA Toolkit Medical Office (Default) (Generic - Non-Engineered Building) | 0 | 0 | 0 | 0 | 0 | 0 | 0 | 0 | 0 | 14.25 | 26.875 | 40.375 | 57.125 | 67.25 | 75.375 | 82.25 | 91.25 | 96.25 | 96.875 | 96.875 | 96.875 | 96.875 | 96.875 | 96.875 | 96.875 | 96.875 | 96.875 | 96.875 | 96.875 | NULL
658 |  | COM7 | FEMA BCA Toolkit | BCA Toolkit Medical Office (Default) (Non-Generic - Non-Engineered Building) | 0 | 0 | 0 | 0 | 0 | 0 | 0 | 0 | 0 | 14.25 | 26.875 | 40.375 | 57.125 | 67.25 | 75.375 | 82.25 | 91.25 | 96.25 | 96.875 | 96.875 | 96.875 | 96.875 | 96.875 | 96.875 | 96.875 | 96.875 | 96.875 | 96.875 | 96.875 | NULL
659 |  | COM7 | FEMA BCA Toolkit | Medical Office, Engineered | 0 | 0 | 0 | 0 | 0 | 14.25 | 26.875 | 40.375 | 57.125 | 67.25 | 75.375 | 82.25 | 91.25 | 96.25 | 96.875 | 96.875 | 96.875 | 96.875 | 96.875 | 96.875 | 96.875 | 96.875 | 96.875 | 96.875 | 96.875 | 96.875 | 96.875 | 96.875 | 96.875 | NULL
660 |  | COM7 | FEMA BCA Toolkit | Medical Office, Non-Engineered | 0 | 0 | 0 | 0 | 0 | 14.25 | 26.875 | 40.375 | 57.125 | 67.25 | 75.375 | 82.25 | 91.25 | 96.25 | 96.875 | 96.875 | 96.875 | 96.875 | 96.875 | 96.875 | 96.875 | 96.875 | 96.875 | 96.875 | 96.875 | 96.875 | 96.875 | 96.875 | 96.875 | NULL
661 |  | COM8 | FEMA BCA Toolkit | BCA Toolkit Fast Food (Default) (Non-Generic - Engineered Building) | 0 | 0 | 0 | 0 | 0 | 0 | 0 | 0 | 0 | 21.2857 | 38.5714 | 52.7143 | 62.5714 | 73 | 79.2857 | 88.2857 | 94.8571 | 98.5714 | 98.5714 | 98.5714 | 98.5714 | 98.5714 | 98.5714 | 98.5714 | 98.5714 | 98.5714 | 98.5714 | 98.5714 | 98.5714 | NULL
662 |  | COM8 | FEMA BCA Toolkit | BCA Toolkit Non-Fast Food (Default) (Non-Generic - Engineered Building) | 0 | 0 | 0 | 0 | 0 | 0 | 0 | 0 | 0 | 27.7143 | 48.8571 | 57.2857 | 71.8571 | 79.7143 | 84.8571 | 92.8571 | 93.4286 | 94.2857 | 94.2857 | 94.2857 | 94.2857 | 94.2857 | 94.2857 | 94.2857 | 94.2857 | 94.2857 | 94.2857 | 94.2857 | 94.2857 | NULL
663 |  | COM8 | FEMA BCA Toolkit | BCA Toolkit Recreation (Default) (Non-Generic - Engineered Building) | 0 | 0 | 0 | 0 | 0 | 0 | 0 | 0 | 0 | 25.7143 | 43.7143 | 62.7143 | 72.8571 | 80 | 84 | 91.1429 | 95 | 95 | 95 | 95 | 95 | 95 | 95 | 95 | 95 | 95 | 95 | 95 | 95 | NULL
664 |  | COM8 | FEMA BCA Toolkit | BCA Toolkit Fast Food (Default) (Generic - Engineered Building) | 0 | 0 | 0 | 0 | 0 | 0 | 0 | 0 | 0 | 21.2857 | 38.5714 | 52.7143 | 62.5714 | 73 | 79.2857 | 88.2857 | 94.8571 | 98.5714 | 98.5714 | 98.5714 | 98.5714 | 98.5714 | 98.5714 | 98.5714 | 98.5714 | 98.5714 | 98.5714 | 98.5714 | 98.5714 | NULL
665 |  | COM8 | FEMA BCA Toolkit | BCA Toolkit Non-Fast Food (Default) (Generic - Engineered Building) | 0 | 0 | 0 | 0 | 0 | 0 | 0 | 0 | 0 | 27.7143 | 48.8571 | 57.2857 | 71.8571 | 79.7143 | 84.8571 | 92.8571 | 93.4286 | 94.2857 | 94.2857 | 94.2857 | 94.2857 | 94.2857 | 94.2857 | 94.2857 | 94.2857 | 94.2857 | 94.2857 | 94.2857 | 94.2857 | NULL
666 |  | COM8 | FEMA BCA Toolkit | BCA Toolkit Recreation (Default) (Generic - Engineered Building) | 0 | 0 | 0 | 0 | 0 | 0 | 0 | 0 | 0 | 25.7143 | 43.7143 | 62.7143 | 72.8571 | 80 | 84 | 91.1429 | 95 | 95 | 95 | 95 | 95 | 95 | 95 | 95 | 95 | 95 | 95 | 95 | 95 | NULL
667 |  | COM8 | FEMA BCA Toolkit | BCA Toolkit Fast Food (Default) (Generic - Non-Engineered Building) | 0 | 0 | 0 | 0 | 0 | 0 | 0 | 0 | 0 | 21.2857 | 38.5714 | 52.7143 | 62.5714 | 73 | 79.2857 | 88.2857 | 94.8571 | 98.5714 | 98.5714 | 98.5714 | 98.5714 | 98.5714 | 98.5714 | 98.5714 | 98.5714 | 98.5714 | 98.5714 | 98.5714 | 98.5714 | NULL
668 |  | COM8 | FEMA BCA Toolkit | BCA Toolkit Non-Fast Food (Default) (Generic - Non-Engineered Building) | 0 | 0 | 0 | 0 | 0 | 0 | 0 | 0 | 0 | 27.7143 | 48.8571 | 57.2857 | 71.8571 | 79.7143 | 84.8571 | 92.8571 | 93.4286 | 94.2857 | 94.2857 | 94.2857 | 94.2857 | 94.2857 | 94.2857 | 94.2857 | 94.2857 | 94.2857 | 94.2857 | 94.2857 | 94.2857 | NULL
669 |  | COM8 | FEMA BCA Toolkit | BCA Toolkit Recreation (Default) (Generic - Non-Engineered Building) | 0 | 0 | 0 | 0 | 0 | 0 | 0 | 0 | 0 | 25.7143 | 43.7143 | 62.7143 | 72.8571 | 80 | 84 | 91.1429 | 95 | 95 | 95 | 95 | 95 | 95 | 95 | 95 | 95 | 95 | 95 | 95 | 95 | NULL
670 |  | COM8 | FEMA BCA Toolkit | BCA Toolkit Fast Food (Default) (Non-Generic - Non-Engineered Building) | 0 | 0 | 0 | 0 | 0 | 0 | 0 | 0 | 0 | 21.2857 | 38.5714 | 52.7143 | 62.5714 | 73 | 79.2857 | 88.2857 | 94.8571 | 98.5714 | 98.5714 | 98.5714 | 98.5714 | 98.5714 | 98.5714 | 98.5714 | 98.5714 | 98.5714 | 98.5714 | 98.5714 | 98.5714 | NULL
671 |  | COM8 | FEMA BCA Toolkit | BCA Toolkit Non-Fast Food (Default) (Non-Generic - Non-Engineered Building) | 0 | 0 | 0 | 0 | 0 | 0 | 0 | 0 | 0 | 27.7143 | 48.8571 | 57.2857 | 71.8571 | 79.7143 | 84.8571 | 92.8571 | 93.4286 | 94.2857 | 94.2857 | 94.2857 | 94.2857 | 94.2857 | 94.2857 | 94.2857 | 94.2857 | 94.2857 | 94.2857 | 94.2857 | 94.2857 | NULL
672 |  | COM8 | FEMA BCA Toolkit | BCA Toolkit Recreation (Default) (Non-Generic - Non-Engineered Building) | 0 | 0 | 0 | 0 | 0 | 0 | 0 | 0 | 0 | 25.7143 | 43.7143 | 62.7143 | 72.8571 | 80 | 84 | 91.1429 | 95 | 95 | 95 | 95 | 95 | 95 | 95 | 95 | 95 | 95 | 95 | 95 | 95 | NULL
673 |  | COM8 | FEMA BCA Toolkit | Fast Food, Engineered | 0 | 0 | 0 | 0 | 0 | 21.2857 | 38.5714 | 52.7143 | 62.5714 | 73 | 79.2857 | 88.2857 | 94.8571 | 98.5714 | 98.5714 | 98.5714 | 98.5714 | 98.5714 | 98.5714 | 98.5714 | 98.5714 | 98.5714 | 98.5714 | 98.5714 | 98.5714 | 98.5714 | 98.5714 | 98.5714 | 98.5714 | NULL
674 |  | COM8 | FEMA BCA Toolkit | Fast Food, Non-Engineered | 0 | 0 | 0 | 0 | 0 | 21.2857 | 38.5714 | 52.7143 | 62.5714 | 73 | 79.2857 | 88.2857 | 94.8571 | 98.5714 | 98.5714 | 98.5714 | 98.5714 | 98.5714 | 98.5714 | 98.5714 | 98.5714 | 98.5714 | 98.5714 | 98.5714 | 98.5714 | 98.5714 | 98.5714 | 98.5714 | 98.5714 | NULL
675 |  | COM8 | FEMA BCA Toolkit | Non-Fast Food, Engineered | 0 | 0 | 0 | 0 | 0 | 27.7143 | 48.8571 | 57.2857 | 71.8571 | 79.7143 | 84.8571 | 92.8571 | 93.4286 | 94.2857 | 94.2857 | 94.2857 | 94.2857 | 94.2857 | 94.2857 | 94.2857 | 94.2857 | 94.2857 | 94.2857 | 94.2857 | 94.2857 | 94.2857 | 94.2857 | 94.2857 | 94.2857 | NULL
676 |  | COM8 | FEMA BCA Toolkit | Non-Fast Food, Non-Engineered | 0 | 0 | 0 | 0 | 0 | 27.7143 | 48.8571 | 57.2857 | 71.8571 | 79.7143 | 84.8571 | 92.8571 | 93.4286 | 94.2857 | 94.2857 | 94.2857 | 94.2857 | 94.2857 | 94.2857 | 94.2857 | 94.2857 | 94.2857 | 94.2857 | 94.2857 | 94.2857 | 94.2857 | 94.2857 | 94.2857 | 94.2857 | NULL
677 |  | COM8 | FEMA BCA Toolkit | Recreation, Engineered | 0 | 0 | 0 | 0 | 0 | 25.7143 | 43.7143 | 62.7143 | 72.8571 | 80 | 84 | 91.1429 | 95 | 95 | 95 | 95 | 95 | 95 | 95 | 95 | 95 | 95 | 95 | 95 | 95 | 95 | 95 | 95 | 95 | NULL
678 |  | COM8 | FEMA BCA Toolkit | Recreation, Non-Engineered | 0 | 0 | 0 | 0 | 0 | 25.7143 | 43.7143 | 62.7143 | 72.8571 | 80 | 84 | 91.1429 | 95 | 95 | 95 | 95 | 95 | 95 | 95 | 95 | 95 | 95 | 95 | 95 | 95 | 95 | 95 | 95 | 95 | NULL
679 |  | COM8 | USACE Sacramento | USACE - Sacramento: Restaurant, 1-Story, Short Duration | 0 | 0 | 0 | 0 | 0 | 30 | 30 | 96 | 96 | 100 | 100 | 100 | 100 | 100 | 100 | 100 | 100 | 100 | 100 | 100 | 100 | 100 | 100 | 100 | 100 | 100 | 100 | 100 | 100 | NULL
680 |  | COM8 | USACE Sacramento | USACE - Sacramento: Restaurant - Fast Food, 1-Story, Short Duration | 0 | 0 | 0 | 0 | 0 | 23 | 23 | 90 | 90 | 100 | 100 | 100 | 100 | 100 | 100 | 100 | 100 | 100 | 100 | 100 | 100 | 100 | 100 | 100 | 100 | 100 | 100 | 100 | 100 | NULL
681 |  | COM8 | USACE Sacramento | USACE - Sacramento: Recreation, 1-Story, Short Duration | 0 | 0 | 0 | 0 | 0 | 38 | 38 | 95 | 95 | 100 | 100 | 100 | 100 | 100 | 100 | 100 | 100 | 100 | 100 | 100 | 100 | 100 | 100 | 100 | 100 | 100 | 100 | 100 | 100 | NULL
682 |  | COM8 | USACE Sacramento | USACE - Sacramento: Restaurant, 2-Story, Short Duration | 0 | 0 | 0 | 0 | 0 | 25 | 25 | 50 | 50 | 50 | 50 | 50 | 50 | 50 | 50 | 50 | 50 | 50 | 50 | 100 | 100 | 100 | 100 | 100 | 100 | 100 | 100 | 100 | 100 | NULL
683 |  | COM8 | USACE Sacramento | USACE - Sacramento: Restaurant - Fast Food, 2-Story, Short Duration | 0 | 0 | 0 | 0 | 0 | 20 | 20 | 50 | 50 | 50 | 50 | 50 | 50 | 50 | 50 | 50 | 50 | 50 | 50 | 100 | 100 | 100 | 100 | 100 | 100 | 100 | 100 | 100 | 100 | NULL
684 |  | COM8 | USACE Sacramento | USACE - Sacramento: Recreation, 2-Story, Short Duration | 0 | 0 | 0 | 0 | 0 | 32 | 32 | 49 | 49 | 50 | 50 | 50 | 50 | 50 | 50 | 50 | 50 | 50 | 50 | 100 | 100 | 100 | 100 | 100 | 100 | 100 | 100 | 100 | 100 | NULL
685 |  | COM8 | USACE Sacramento | USACE - Sacramento: Restaurant, 1-Story, Long Duration | 0 | 0 | 0 | 0 | 0 | 91 | 91 | 100 | 100 | 100 | 100 | 100 | 100 | 100 | 100 | 100 | 100 | 100 | 100 | 100 | 100 | 100 | 100 | 100 | 100 | 100 | 100 | 100 | 100 | NULL
686 |  | COM8 | USACE Sacramento | USACE - Sacramento: Restaurant - Fast Food, 1-Story, Long Duration | 0 | 0 | 0 | 0 | 0 | 88 | 88 | 100 | 100 | 100 | 100 | 100 | 100 | 100 | 100 | 100 | 100 | 100 | 100 | 100 | 100 | 100 | 100 | 100 | 100 | 100 | 100 | 100 | 100 | NULL
687 |  | COM8 | USACE Sacramento | USACE - Sacramento: Recreation, 1-Story, Long Duration | 0 | 0 | 0 | 0 | 0 | 98 | 98 | 100 | 100 | 100 | 100 | 100 | 100 | 100 | 100 | 100 | 100 | 100 | 100 | 100 | 100 | 100 | 100 | 100 | 100 | 100 | 100 | 100 | 100 | NULL
688 |  | COM8 | USACE Sacramento | USACE - Sacramento: Restaurant, 2-Story, Long Duration | 0 | 0 | 0 | 0 | 0 | 44 | 44 | 56 | 56 | 56 | 56 | 56 | 56 | 56 | 67 | 67 | 67 | 67 | 67 | 100 | 100 | 100 | 100 | 100 | 100 | 100 | 100 | 100 | 100 | NULL
689 |  | COM8 | USACE Sacramento | USACE - Sacramento: Restaurant - Fast Food, 2-Story, Long Duration | 0 | 0 | 0 | 0 | 0 | 42 | 42 | 56 | 56 | 56 | 56 | 56 | 56 | 56 | 67 | 67 | 67 | 67 | 67 | 100 | 100 | 100 | 100 | 100 | 100 | 100 | 100 | 100 | 100 | NULL
690 |  | COM8 | USACE Sacramento | USACE - Sacramento: Recreation, 2-Story, Long Duration | 0 | 0 | 0 | 0 | 0 | 47 | 47 | 56 | 56 | 56 | 56 | 56 | 56 | 56 | 67 | 67 | 67 | 67 | 67 | 100 | 100 | 100 | 100 | 100 | 100 | 100 | 100 | 100 | 100 | NULL
691 |  | EDU1 | FEMA BCA Toolkit | BCA Toolkit Schools (Default) (Non-Generic - Engineered Building) | 0 | 0 | 0 | 0 | 0 | 0 | 0 | 0 | 0 | 21.7143 | 30.4286 | 39 | 45 | 47.8571 | 51.8571 | 55.7143 | 59.2857 | 60.5714 | 63.4286 | 63.4286 | 63.4286 | 63.4286 | 63.4286 | 63.4286 | 63.4286 | 63.4286 | 63.4286 | 63.4286 | 63.4286 | NULL
692 |  | EDU1 | FEMA BCA Toolkit | BCA Toolkit Schools (Default) (Generic - Engineered Building) | 0 | 0 | 0 | 0 | 0 | 0 | 0 | 0 | 0 | 21.7143 | 30.4286 | 39 | 45 | 47.8571 | 51.8571 | 55.7143 | 59.2857 | 60.5714 | 63.4286 | 63.4286 | 63.4286 | 63.4286 | 63.4286 | 63.4286 | 63.4286 | 63.4286 | 63.4286 | 63.4286 | 63.4286 | NULL
693 |  | EDU1 | FEMA BCA Toolkit | BCA Toolkit Schools (Default) (Generic - Non-Engineered Building) | 0 | 0 | 0 | 0 | 0 | 0 | 0 | 0 | 0 | 21.7143 | 30.4286 | 39 | 45 | 47.8571 | 51.8571 | 55.7143 | 59.2857 | 60.5714 | 63.4286 | 63.4286 | 63.4286 | 63.4286 | 63.4286 | 63.4286 | 63.4286 | 63.4286 | 63.4286 | 63.4286 | 63.4286 | NULL
694 |  | EDU1 | FEMA BCA Toolkit | BCA Toolkit Schools (Default) (Non-Generic - Non-Engineered Building) | 0 | 0 | 0 | 0 | 0 | 0 | 0 | 0 | 0 | 21.7143 | 30.4286 | 39 | 45 | 47.8571 | 51.8571 | 55.7143 | 59.2857 | 60.5714 | 63.4286 | 63.4286 | 63.4286 | 63.4286 | 63.4286 | 63.4286 | 63.4286 | 63.4286 | 63.4286 | 63.4286 | 63.4286 | NULL
695 |  | EDU1 | FEMA BCA Toolkit | Schools, Engineered | 0 | 0 | 0 | 0 | 0 | 21.7143 | 30.4286 | 39 | 45 | 47.8571 | 51.8571 | 55.7143 | 59.2857 | 60.5714 | 63.4286 | 63.4286 | 63.4286 | 63.4286 | 63.4286 | 63.4286 | 63.4286 | 63.4286 | 63.4286 | 63.4286 | 63.4286 | 63.4286 | 63.4286 | 63.4286 | 63.4286 | NULL
696 |  | EDU1 | FEMA BCA Toolkit | Schools, Non-Engineered | 0 | 0 | 0 | 0 | 0 | 21.7143 | 30.4286 | 39 | 45 | 47.8571 | 51.8571 | 55.7143 | 59.2857 | 60.5714 | 63.4286 | 63.4286 | 63.4286 | 63.4286 | 63.4286 | 63.4286 | 63.4286 | 63.4286 | 63.4286 | 63.4286 | 63.4286 | 63.4286 | 63.4286 | 63.4286 | 63.4286 | NULL
697 |  | EDU1 | USACE New Orleans | USACE - New Orleans: Elementary school, structure, fresh water, short duration | 0 | 0 | 0 | 0 | 0 | 5.1 | 17.5 | 49.8 | 50.1 | 51.8 | 57.6 | 57.6 | 57.6 | 57.6 | 57.8 | 59.4 | 69.2 | 69.6 | 69.7 | 78.9 | 78.9 | 78.9 | 78.9 | 78.9 | 78.9 | 78.9 | 78.9 | 78.9 | 78.9 | NULL
698 |  | EDU1 | USACE New Orleans | USACE - New Orleans: Elementary school, structure, salt water, long duration | 0 | 0 | 0 | 0 | 0 | 60.2 | 60.2 | 60.2 | 60.2 | 60.2 | 60.2 | 60.2 | 60.2 | 60.2 | 100 | 100 | 100 | 100 | 100 | 100 | 100 | 100 | 100 | 100 | 100 | 100 | 100 | 100 | 100 | NULL
699 |  | EDU1 | USACE Sacramento | USACE - Sacramento: Schools, 1-Story, Short Duration | 0 | 0 | 0 | 0 | 0 | 22 | 22 | 67 | 67 | 88 | 88 | 88 | 88 | 88 | 100 | 100 | 100 | 100 | 100 | 100 | 100 | 100 | 100 | 100 | 100 | 100 | 100 | 100 | 100 | NULL
700 |  | EDU1 | USACE Sacramento | USACE - Sacramento: Schools, 2-Story, Short Duration | 0 | 0 | 0 | 0 | 0 | 18 | 18 | 37 | 37 | 44 | 44 | 44 | 44 | 44 | 50 | 50 | 50 | 50 | 50 | 100 | 100 | 100 | 100 | 100 | 100 | 100 | 100 | 100 | 100 | NULL
701 |  | EDU1 | USACE Sacramento | USACE - Sacramento: Schools, 1-Story, Long Duration | 0 | 0 | 0 | 0 | 0 | 88 | 88 | 100 | 100 | 100 | 100 | 100 | 100 | 100 | 100 | 100 | 100 | 100 | 100 | 100 | 100 | 100 | 100 | 100 | 100 | 100 | 100 | 100 | 100 | NULL
702 |  | EDU1 | USACE Sacramento | USACE - Sacramento: Schools, 2-Story, Long Duration | 0 | 0 | 0 | 0 | 0 | 42 | 42 | 56 | 56 | 56 | 56 | 56 | 56 | 56 | 67 | 67 | 67 | 67 | 67 | 100 | 100 | 100 | 100 | 100 | 100 | 100 | 100 | 100 | 100 | NULL
703 |  | EDU2 | USACE New Orleans | USACE - New Orleans: College, structure, fresh water, short duration | 0 | 0 | 0 | 0 | 0 | 5.1 | 17.5 | 49.8 | 50.1 | 51.8 | 57.6 | 57.6 | 57.6 | 57.6 | 57.8 | 59.4 | 69.2 | 69.6 | 69.7 | 78.9 | 78.9 | 78.9 | 78.9 | 78.9 | 78.9 | 78.9 | 78.9 | 78.9 | 78.9 | NULL
704 |  | EDU2 | USACE New Orleans | USACE - New Orleans: College, structure, salt water, long duration | 0 | 0 | 0 | 0 | 0 | 60.2 | 60.2 | 60.2 | 60.2 | 60.2 | 60.2 | 60.2 | 60.2 | 60.2 | 100 | 100 | 100 | 100 | 100 | 100 | 100 | 100 | 100 | 100 | 100 | 100 | 100 | 100 | 100 | NULL
705 |  | GOV1 | USACE New Orleans | USACE - New Orleans: Government facility, structure, fresh water, short duration | 0 | 0 | 0 | 0 | 0 | 5.1 | 17.5 | 49.8 | 50.1 | 51.8 | 57.6 | 57.6 | 57.6 | 57.6 | 57.8 | 59.4 | 69.2 | 69.6 | 69.7 | 78.9 | 78.9 | 78.9 | 78.9 | 78.9 | 78.9 | 78.9 | 78.9 | 78.9 | 78.9 | NULL
706 |  | GOV1 | USACE New Orleans | USACE - New Orleans: Government facility, structure, salt water, long duration | 0 | 0 | 0 | 0 | 0 | 60.2 | 60.2 | 60.2 | 60.2 | 60.2 | 60.2 | 60.2 | 60.2 | 60.2 | 100 | 100 | 100 | 100 | 100 | 100 | 100 | 100 | 100 | 100 | 100 | 100 | 100 | 100 | 100 | NULL
707 |  | GOV1 | USACE Sacramento | USACE - Sacramento: Government, 1-Story, Short Duration | 0 | 0 | 0 | 0 | 0 | 35 | 35 | 90 | 90 | 100 | 100 | 100 | 100 | 100 | 100 | 100 | 100 | 100 | 100 | 100 | 100 | 100 | 100 | 100 | 100 | 100 | 100 | 100 | 100 | NULL
708 |  | GOV1 | USACE Sacramento | USACE - Sacramento: Government, 2-Story, Short Duration | 0 | 0 | 0 | 0 | 0 | 30 | 30 | 50 | 50 | 50 | 50 | 50 | 50 | 50 | 50 | 50 | 50 | 50 | 50 | 100 | 100 | 100 | 100 | 100 | 100 | 100 | 100 | 100 | 100 | NULL
709 |  | GOV1 | USACE Sacramento | USACE - Sacramento: Government, 1-Story, Long Duration | 0 | 0 | 0 | 0 | 0 | 97 | 97 | 100 | 100 | 100 | 100 | 100 | 100 | 100 | 100 | 100 | 100 | 100 | 100 | 100 | 100 | 100 | 100 | 100 | 100 | 100 | 100 | 100 | 100 | NULL
710 |  | GOV1 | USACE Sacramento | USACE - Sacramento: Government, 2-Story, Long Duration | 0 | 0 | 0 | 0 | 0 | 45 | 45 | 56 | 56 | 56 | 56 | 56 | 56 | 56 | 67 | 67 | 67 | 67 | 67 | 100 | 100 | 100 | 100 | 100 | 100 | 100 | 100 | 100 | 100 | NULL
711 |  | IND1 | USACE Sacramento | USACE - Sacramento: Heavy, 1-Story, Short Duration | 0 | 0 | 0 | 0 | 0 | 16 | 16 | 56 | 56 | 92 | 92 | 92 | 92 | 92 | 100 | 100 | 100 | 100 | 100 | 100 | 100 | 100 | 100 | 100 | 100 | 100 | 100 | 100 | 100 | NULL
712 |  | IND1 | USACE Sacramento | USACE - Sacramento: Heavy, 2-Story, Short Duration | 0 | 0 | 0 | 0 | 0 | 14 | 14 | 31 | 31 | 46 | 46 | 46 | 46 | 46 | 50 | 50 | 50 | 50 | 50 | 100 | 100 | 100 | 100 | 100 | 100 | 100 | 100 | 100 | 100 | NULL
713 |  | IND1 | USACE Sacramento | USACE - Sacramento: Heavy, 1-Story, Long Duration | 0 | 0 | 0 | 0 | 0 | 33 | 33 | 77 | 77 | 100 | 100 | 100 | 100 | 100 | 100 | 100 | 100 | 100 | 100 | 100 | 100 | 100 | 100 | 100 | 100 | 100 | 100 | 100 | 100 | NULL
714 |  | IND1 | USACE Sacramento | USACE - Sacramento: Heavy, 2-Story, Long Duration | 0 | 0 | 0 | 0 | 0 | 40 | 40 | 56 | 56 | 56 | 56 | 56 | 56 | 56 | 67 | 67 | 67 | 67 | 67 | 100 | 100 | 100 | 100 | 100 | 100 | 100 | 100 | 100 | 100 | NULL
715 |  | IND2 | FEMA BCA Toolkit | BCA Toolkit Industrial Light (Default) (Non-Generic - Engineered Building) | 0 | 0 | 0 | 0 | 0 | 0 | 0 | 0 | 0 | 19.2857 | 31 | 42.2857 | 52.2857 | 60.7143 | 72 | 82.1429 | 90.7143 | 94.2857 | 95 | 95 | 95 | 95 | 95 | 95 | 95 | 95 | 95 | 95 | 95 | NULL
716 |  | IND2 | FEMA BCA Toolkit | BCA Toolkit Industrial Light (Default) (Generic - Engineered Building) | 0 | 0 | 0 | 0 | 0 | 0 | 0 | 0 | 0 | 19.2857 | 31 | 42.2857 | 52.2857 | 60.7143 | 72 | 82.1429 | 90.7143 | 94.2857 | 95 | 95 | 95 | 95 | 95 | 95 | 95 | 95 | 95 | 95 | 95 | NULL
717 |  | IND2 | FEMA BCA Toolkit | BCA Toolkit Industrial Light (Default) (Generic - Non-Engineered Building) | 0 | 0 | 0 | 0 | 0 | 0 | 0 | 0 | 0 | 19.2857 | 31 | 42.2857 | 52.2857 | 60.7143 | 72 | 82.1429 | 90.7143 | 94.2857 | 95 | 95 | 95 | 95 | 95 | 95 | 95 | 95 | 95 | 95 | 95 | NULL
718 |  | IND2 | FEMA BCA Toolkit | BCA Toolkit Industrial Light (Default) (Non-Generic - Non-Engineered Building) | 0 | 0 | 0 | 0 | 0 | 0 | 0 | 0 | 0 | 19.2857 | 31 | 42.2857 | 52.2857 | 60.7143 | 72 | 82.1429 | 90.7143 | 94.2857 | 95 | 95 | 95 | 95 | 95 | 95 | 95 | 95 | 95 | 95 | 95 | NULL
719 |  | IND2 | FEMA BCA Toolkit | Industrial Light, Engineered | 0 | 0 | 0 | 0 | 0 | 19.2857 | 31 | 42.2857 | 52.2857 | 60.7143 | 72 | 82.1429 | 90.7143 | 94.2857 | 95 | 95 | 95 | 95 | 95 | 95 | 95 | 95 | 95 | 95 | 95 | 95 | 95 | 95 | 95 | NULL
720 |  | IND2 | FEMA BCA Toolkit | Industrial Light, Non-Engineered | 0 | 0 | 0 | 0 | 0 | 19.2857 | 31 | 42.2857 | 52.2857 | 60.7143 | 72 | 82.1429 | 90.7143 | 94.2857 | 95 | 95 | 95 | 95 | 95 | 95 | 95 | 95 | 95 | 95 | 95 | 95 | 95 | 95 | 95 | NULL
721 |  | IND2 | USACE Sacramento | USACE - Sacramento: Light, 1-Story, Short Duration | 0 | 0 | 0 | 0 | 0 | 35 | 35 | 75 | 75 | 96 | 96 | 96 | 96 | 96 | 100 | 100 | 100 | 100 | 100 | 100 | 100 | 100 | 100 | 100 | 100 | 100 | 100 | 100 | 100 | NULL
722 |  | IND2 | USACE Sacramento | USACE - Sacramento: Light, 2-Story, Short Duration | 0 | 0 | 0 | 0 | 0 | 30 | 30 | 41 | 41 | 48 | 48 | 48 | 48 | 48 | 50 | 50 | 50 | 50 | 50 | 100 | 100 | 100 | 100 | 100 | 100 | 100 | 100 | 100 | 100 | NULL
723 |  | IND2 | USACE Sacramento | USACE - Sacramento: Light, 1-Story, Long Duration | 0 | 0 | 0 | 0 | 0 | 88 | 88 | 99 | 99 | 100 | 100 | 100 | 100 | 100 | 100 | 100 | 100 | 100 | 100 | 100 | 100 | 100 | 100 | 100 | 100 | 100 | 100 | 100 | 100 | NULL
724 |  | IND2 | USACE Sacramento | USACE - Sacramento: Light, 2-Story, Long Duration | 0 | 0 | 0 | 0 | 0 | 42 | 42 | 56 | 56 | 56 | 56 | 56 | 56 | 56 | 67 | 67 | 67 | 67 | 67 | 100 | 100 | 100 | 100 | 100 | 100 | 100 | 100 | 100 | 100 | NULL
725 |  | REL1 | FEMA BCA Toolkit | BCA Toolkit Religious Facilities (Default) (Non-Generic - Engineered Building) | 0 | 0 | 0 | 0 | 0 | 0 | 0 | 0 | 0 | 29.2857 | 48.4286 | 60 | 69.2857 | 76.4286 | 81.4286 | 88.4286 | 94.2857 | 97.1429 | 97.1429 | 97.1429 | 97.1429 | 97.1429 | 97.1429 | 97.1429 | 97.1429 | 97.1429 | 97.1429 | 97.1429 | 97.1429 | NULL
726 |  | REL1 | FEMA BCA Toolkit | BCA Toolkit Religious Facilities (Default) (Generic - Engineered Building) | 0 | 0 | 0 | 0 | 0 | 0 | 0 | 0 | 0 | 29.2857 | 48.4286 | 60 | 69.2857 | 76.4286 | 81.4286 | 88.4286 | 94.2857 | 97.1429 | 97.1429 | 97.1429 | 97.1429 | 97.1429 | 97.1429 | 97.1429 | 97.1429 | 97.1429 | 97.1429 | 97.1429 | 97.1429 | NULL
727 |  | REL1 | FEMA BCA Toolkit | BCA Toolkit Religious Facilities (Default) (Generic - Non-Engineered Building) | 0 | 0 | 0 | 0 | 0 | 0 | 0 | 0 | 0 | 29.2857 | 48.4286 | 60 | 69.2857 | 76.4286 | 81.4286 | 88.4286 | 94.2857 | 97.1429 | 97.1429 | 97.1429 | 97.1429 | 97.1429 | 97.1429 | 97.1429 | 97.1429 | 97.1429 | 97.1429 | 97.1429 | 97.1429 | NULL
728 |  | REL1 | FEMA BCA Toolkit | BCA Toolkit Religious Facilities (Default) (Non-Generic - Non-Engineered Building) | 0 | 0 | 0 | 0 | 0 | 0 | 0 | 0 | 0 | 29.2857 | 48.4286 | 60 | 69.2857 | 76.4286 | 81.4286 | 88.4286 | 94.2857 | 97.1429 | 97.1429 | 97.1429 | 97.1429 | 97.1429 | 97.1429 | 97.1429 | 97.1429 | 97.1429 | 97.1429 | 97.1429 | 97.1429 | NULL
729 |  | REL1 | FEMA BCA Toolkit | Religious Facilities, Engineered | 0 | 0 | 0 | 0 | 0 | 29.2857 | 48.4286 | 60 | 69.2857 | 76.4286 | 81.4286 | 88.4286 | 94.2857 | 97.1429 | 97.1429 | 97.1429 | 97.1429 | 97.1429 | 97.1429 | 97.1429 | 97.1429 | 97.1429 | 97.1429 | 97.1429 | 97.1429 | 97.1429 | 97.1429 | 97.1429 | 97.1429 | NULL
730 |  | REL1 | FEMA BCA Toolkit | Religious Facilities, Non-Engineered | 0 | 0 | 0 | 0 | 0 | 29.2857 | 48.4286 | 60 | 69.2857 | 76.4286 | 81.4286 | 88.4286 | 94.2857 | 97.1429 | 97.1429 | 97.1429 | 97.1429 | 97.1429 | 97.1429 | 97.1429 | 97.1429 | 97.1429 | 97.1429 | 97.1429 | 97.1429 | 97.1429 | 97.1429 | 97.1429 | 97.1429 | NULL
731 |  | REL1 | USACE Sacramento | USACE - Sacramento: Churches, 1-Story, Short Duration | 0 | 0 | 0 | 0 | 0 | 33 | 33 | 85 | 85 | 99 | 99 | 99 | 99 | 99 | 99 | 99 | 99 | 99 | 99 | 100 | 100 | 100 | 100 | 100 | 100 | 100 | 100 | 100 | 100 | NULL
732 |  | REL1 | USACE Sacramento | USACE - Sacramento: Churches, 2-Story, Short Duration | 0 | 0 | 0 | 0 | 0 | 28 | 28 | 47 | 47 | 49 | 49 | 49 | 49 | 49 | 50 | 50 | 50 | 50 | 50 | 100 | 100 | 100 | 100 | 100 | 100 | 100 | 100 | 100 | 100 | NULL
733 |  | REL1 | USACE Sacramento | USACE - Sacramento: Churches, 1-Story, Long Duration | 0 | 0 | 0 | 0 | 0 | 73 | 73 | 99 | 99 | 99 | 99 | 99 | 99 | 99 | 99 | 99 | 99 | 99 | 99 | 100 | 100 | 100 | 100 | 100 | 100 | 100 | 100 | 100 | 100 | NULL
734 |  | REL1 | USACE Sacramento | USACE - Sacramento: Churches, 2-Story, Long Duration | 0 | 0 | 0 | 0 | 0 | 35 | 35 | 56 | 56 | 56 | 56 | 56 | 56 | 56 | 67 | 67 | 67 | 67 | 67 | 100 | 100 | 100 | 100 | 100 | 100 | 100 | 100 | 100 | 100 | NULL
735 |  | RES1 | USACE NACCS | NACCS 5A - Single Story Residence - No Basement | 0 | 0 | 0 | 0 | 0 | 40 | 60 | 80 | 85 | 90 | 95 | 100 | 100 | 100 | 100 | 100 | 100 | 100 | 100 | 100 | 100 | 100 | 100 | 100 | 100 | 100 | 100 | 100 | 100 | NULL
736 |  | RES1 | USACE NACCS | NACCS 5A-Single Story Residence - No Basement Wave Crawlspace | 0 | 0 | 0 | 0 | 10 | 30 | 60 | 100 | 100 | 100 | 100 | 100 | 100 | 100 | 100 | 100 | 100 | 100 | 100 | 100 | 100 | 100 | 100 | 100 | 100 | 100 | 100 | 100 | 100 | NULL
737 |  | RES1 | USACE NACCS | NACCS 5B - Two Story Residence - No Basement | 0 | 0 | 0 | 0 | 5 | 25 | 35 | 45 | 50 | 55 | 62.5 | 70 | 73.3333 | 76.6667 | 80 | 83.3333 | 86.6667 | 90 | 93.3333 | 96.6667 | 100 | 100 | 100 | 100 | 100 | 100 | 100 | 100 | 100 | NULL
738 |  | RES1 | USACE NACCS | NACCS 5B-Two Story Residence - No Basement Wave Crawlspace | 0 | 0 | 0 | 5 | 20 | 35 | 45 | 94 | 97 | 100 | 100 | 100 | 100 | 100 | 100 | 100 | 100 | 100 | 100 | 100 | 100 | 100 | 100 | 100 | 100 | 100 | 100 | 100 | 100 | NULL
739 |  | RES1 | USACE NACCS | NACCS 6A - Single Story Residence With Basement | 0 | 0 | 10 | 15 | 15 | 45 | 64 | 80 | 90 | 100 | 100 | 100 | 100 | 100 | 100 | 100 | 100 | 100 | 100 | 100 | 100 | 100 | 100 | 100 | 100 | 100 | 100 | 100 | 100 | NULL
740 |  | RES1 | USACE NACCS | NACCS 6B - Two Story Residence With Basement | 0 | 0 | 10 | 15 | 20 | 35 | 40 | 50 | 55 | 60 | 65 | 70 | 76.6667 | 83.3333 | 90 | 96.6667 | 100 | 100 | 100 | 100 | 100 | 100 | 100 | 100 | 100 | 100 | 100 | 100 | 100 | NULL
741 |  | RES1 | USACE NACCS | NACCS 7A - Building on Open Pile Foundation | 0 | 0 | 1 | 1 | 10 | 40 | 50 | 80 | 89 | 98 | 99 | 100 | 100 | 100 | 100 | 100 | 100 | 100 | 100 | 100 | 100 | 100 | 100 | 100 | 100 | 100 | 100 | 100 | 100 | NULL
742 |  | RES1 | USACE NACCS | NACCS 7A - Building on Open Pile Foundation Waves | 0 | 0 | 12.5 | 20 | 50 | 75 | 100 | 100 | 100 | 100 | 100 | 100 | 100 | 100 | 100 | 100 | 100 | 100 | 100 | 100 | 100 | 100 | 100 | 100 | 100 | 100 | 100 | 100 | 100 | NULL
743 |  | RES1 | USACE NACCS | NACCS 7B - Building on Pile Foundation with Enclosure | 0 | 0 | 9 | 11 | 20 | 40 | 75 | 85 | 92.5 | 100 | 100 | 100 | 100 | 100 | 100 | 100 | 100 | 100 | 100 | 100 | 100 | 100 | 100 | 100 | 100 | 100 | 100 | 100 | 100 | NULL
744 |  | RES1 | USACE NACCS | NACCS 7B - Building on Pile Foundation with Enclosure Waves | 0 | 0 | 25 | 40 | 50 | 75 | 100 | 100 | 100 | 100 | 100 | 100 | 100 | 100 | 100 | 100 | 100 | 100 | 100 | 100 | 100 | 100 | 100 | 100 | 100 | 100 | 100 | 100 | 100 | NULL
745 |  | RES1 | USACE Generic | Single Family Residential Contents, 1 Story with Basements | 0 | 0 | 10.5 | 13.2 | 16 | 18.9 | 21.8 | 24.7 | 27.4 | 30 | 32.4 | 34.5 | 36.3 | 37.7 | 38.6 | 39.1 | 39.1 | 39.1 | 39.1 | 39.1 | 39.1 | 39.1 | 39.1 | 39.1 | 39.1 | 39.1 | 39.1 | 39.1 | 39.1 | NULL
746 |  | RES1 | USACE Generic | Single Family Residential Contents, 2 or More Stories with Basements | 0 | 0 | 8.4 | 10.1 | 11.9 | 13.8 | 15.7 | 17.7 | 19.8 | 22 | 24.3 | 26.7 | 29.1 | 31.7 | 34.4 | 37.2 | 40 | 43 | 46.1 | 49.3 | 52.6 | 52.6 | 52.6 | 52.6 | 52.6 | 52.6 | 52.6 | 52.6 | 52.6 | NULL
747 |  | RES1 | USACE Generic | Single Family Residential Contents, Split Level with Basements | 0 | 0 | 7.3 | 9.4 | 11.6 | 13.8 | 16.1 | 18.2 | 20.2 | 22.1 | 23.6 | 24.9 | 25.8 | 26.3 | 26.3 | 26.3 | 26.3 | 26.3 | 26.3 | 26.3 | 26.3 | 26.3 | 26.3 | 26.3 | 26.3 | 26.3 | 26.3 | 26.3 | 26.3 | NULL
748 |  | RES1 | USACE Generic | Single Family Residential Contents, 1 Story with No Basement | 0 | 0 | 0 | 2.4 | 8.1 | 13.3 | 17.9 | 22 | 25.7 | 28.8 | 31.5 | 33.8 | 35.7 | 37.2 | 38.4 | 39.2 | 39.7 | 40 | 40 | 40 | 40 | 40 | 40 | 40 | 40 | 40 | 40 | 40 | 40 | NULL
749 |  | RES1 | USACE Generic | Single Family Residential Contents, 2 or More Stories with No Basements | 0 | 0 | 0 | 1 | 5 | 8.7 | 12.2 | 15.5 | 18.5 | 21.3 | 23.9 | 26.3 | 28.4 | 30.3 | 32 | 33.4 | 34.7 | 35.6 | 36.4 | 36.9 | 37.2 | 37.2 | 37.2 | 37.2 | 37.2 | 37.2 | 37.2 | 37.2 | 37.2 | NULL
750 |  | RES1 | USACE Generic | Single Family Residential Contents, Split Level with No Basements | 0 | 0 | 0 | 2.2 | 2.9 | 4.7 | 7.5 | 11.1 | 15.3 | 20.1 | 25.2 | 30.5 | 35.7 | 40.9 | 45.8 | 50.2 | 54.1 | 57.2 | 59.4 | 60.5 | 60.5 | 60.5 | 60.5 | 60.5 | 60.5 | 60.5 | 60.5 | 60.5 | 60.5 | NULL
751 |  | RES1 | FEMA BCA Toolkit | BCA Toolkit Slab CAZ and V Zone Expert Panel | 0 | 0 | 0 | 0 | 0 | 0 | 0 | 0 | 10 | 30 | 45 | 75 | 100 | 100 | 100 | 100 | 100 | 100 | 100 | 100 | 100 | 100 | 100 | 100 | 100 | 100 | 100 | 100 | 100 | NULL
752 |  | RES1 | FEMA BCA Toolkit | BCA Toolkit Wall (2 feet) CAZ and V Zone Expert Panel | 0 | 0 | 0 | 0 | 0 | 0 | 0 | 0 | 20 | 75 | 100 | 100 | 100 | 100 | 100 | 100 | 100 | 100 | 100 | 100 | 100 | 100 | 100 | 100 | 100 | 100 | 100 | 100 | 100 | NULL
753 |  | RES1 | FEMA BCA Toolkit | BCA Toolkit Wall (3 feet) CAZ and V Zone Expert Panel | 0 | 0 | 0 | 0 | 0 | 0 | 0 | 10 | 75 | 100 | 100 | 100 | 100 | 100 | 100 | 100 | 100 | 100 | 100 | 100 | 100 | 100 | 100 | 100 | 100 | 100 | 100 | 100 | 100 | NULL
754 |  | RES1 | FEMA BCA Toolkit | BCA Toolkit Elevated (Open) +2 CAZ and V Zone Expert Panel | 0 | 0 | 0 | 0 | 0 | 0 | 0 | 0 | 45 | 90 | 100 | 100 | 100 | 100 | 100 | 100 | 100 | 100 | 100 | 100 | 100 | 100 | 100 | 100 | 100 | 100 | 100 | 100 | 100 | NULL
755 |  | RES1 | FEMA BCA Toolkit | BCA Toolkit Elevated (Open) +4 CAZ and V Zone Expert Panel | 0 | 0 | 0 | 0 | 0 | 0 | 0 | 35 | 75 | 100 | 100 | 100 | 100 | 100 | 100 | 100 | 100 | 100 | 100 | 100 | 100 | 100 | 100 | 100 | 100 | 100 | 100 | 100 | 100 | NULL
756 |  | RES1 | FEMA BCA Toolkit | BCA Toolkit Elevated (Open) +6 CAZ and V Zone Expert Panel | 0 | 0 | 0 | 0 | 0 | 0 | 30 | 90 | 100 | 100 | 100 | 100 | 100 | 100 | 100 | 100 | 100 | 100 | 100 | 100 | 100 | 100 | 100 | 100 | 100 | 100 | 100 | 100 | 100 | NULL
757 |  | RES1 | FEMA BCA Toolkit | BCA Toolkit Elevated (Open) +8 CAZ and V Zone Expert Panel | 0 | 0 | 0 | 0 | 0 | 25 | 75 | 100 | 100 | 100 | 100 | 100 | 100 | 100 | 100 | 100 | 100 | 100 | 100 | 100 | 100 | 100 | 100 | 100 | 100 | 100 | 100 | 100 | 100 | NULL
758 |  | RES1 | FEMA BCA Toolkit | BCA Toolkit Elevated (Open) +10 CAZ and V Zone Expert Panel | 0 | 0 | 0 | 0 | 25 | 75 | 100 | 100 | 100 | 100 | 100 | 100 | 100 | 100 | 100 | 100 | 100 | 100 | 100 | 100 | 100 | 100 | 100 | 100 | 100 | 100 | 100 | 100 | 100 | NULL
759 |  | RES1 | FEMA BCA Toolkit | BCA Toolkit Elevated (Open) +12 CAZ and V Zone Expert Panel | 0 | 0 | 0 | 10 | 65 | 100 | 100 | 100 | 100 | 100 | 100 | 100 | 100 | 100 | 100 | 100 | 100 | 100 | 100 | 100 | 100 | 100 | 100 | 100 | 100 | 100 | 100 | 100 | 100 | NULL
760 |  | RES1 | FEMA BCA Toolkit | BCA Toolkit Elevated (Obstr) +2 CAZ and V Zone Expert Panel | 0 | 0 | 0 | 0 | 0 | 0 | 2 | 3 | 48 | 93 | 100 | 100 | 100 | 100 | 100 | 100 | 100 | 100 | 100 | 100 | 100 | 100 | 100 | 100 | 100 | 100 | 100 | 100 | 100 | NULL
761 |  | RES1 | FEMA BCA Toolkit | BCA Toolkit Elevated (Obstr) +4 CAZ and V Zone Expert Panel | 0 | 0 | 0 | 0 | 2 | 3 | 3 | 38 | 78 | 100 | 100 | 100 | 100 | 100 | 100 | 100 | 100 | 100 | 100 | 100 | 100 | 100 | 100 | 100 | 100 | 100 | 100 | 100 | 100 | NULL
762 |  | RES1 | FEMA BCA Toolkit | BCA Toolkit Elevated (Obstr) +6 CAZ and V Zone Expert Panel | 0 | 0 | 2 | 3 | 3 | 3 | 33 | 93 | 100 | 100 | 100 | 100 | 100 | 100 | 100 | 100 | 100 | 100 | 100 | 100 | 100 | 100 | 100 | 100 | 100 | 100 | 100 | 100 | 100 | NULL
763 |  | RES1 | FEMA BCA Toolkit | BCA Toolkit Elevated (Obstr) +8 CAZ and V Zone Expert Panel | 0 | 0 | 3 | 3 | 3 | 28 | 78 | 100 | 100 | 100 | 100 | 100 | 100 | 100 | 100 | 100 | 100 | 100 | 100 | 100 | 100 | 100 | 100 | 100 | 100 | 100 | 100 | 100 | 100 | NULL
764 |  | RES1 | FEMA BCA Toolkit | BCA Toolkit Elevated (Obstr) +10 CAZ and V Zone Expert Panel | 0 | 0 | 3 | 3 | 28 | 78 | 100 | 100 | 100 | 100 | 100 | 100 | 100 | 100 | 100 | 100 | 100 | 100 | 100 | 100 | 100 | 100 | 100 | 100 | 100 | 100 | 100 | 100 | 100 | NULL
765 |  | RES1 | FEMA BCA Toolkit | BCA Toolkit Elevated (Obstr) +12 CAZ and V Zone Expert Panel | 0 | 0 | 3 | 13 | 68 | 100 | 100 | 100 | 100 | 100 | 100 | 100 | 100 | 100 | 100 | 100 | 100 | 100 | 100 | 100 | 100 | 100 | 100 | 100 | 100 | 100 | 100 | 100 | 100 | NULL
766 |  | RES1 | FEMA BCA Toolkit | BCA Toolkit 1-Story Without Basement Outside CAZ USACE Generic Riverine | 0 | 0 | 0 | 0 | 0 | 0 | 0 | 2.4 | 8.1 | 13.3 | 17.9 | 22 | 25.7 | 28.8 | 31.5 | 33.8 | 35.7 | 37.2 | 38.4 | 39.2 | 39.7 | 40 | 40 | 40 | 40 | 40 | 40 | 40 | 40 | NULL
767 |  | RES1 | FEMA BCA Toolkit | BCA Toolkit 2-Story Without Basement Outside CAZ USACE Generic Riverine | 0 | 0 | 0 | 0 | 0 | 0 | 0 | 1 | 5 | 8.7 | 12.2 | 15.5 | 18.5 | 21.3 | 23.9 | 26.3 | 28.4 | 30.3 | 32 | 33.4 | 34.7 | 35.6 | 36.4 | 36.9 | 37.2 | 37.2 | 37.2 | 37.2 | 37.2 | NULL
768 |  | RES1 | FEMA BCA Toolkit | BCA Toolkit Split Level Without Basement Outside CAZ USACE Generic Riverine | 0 | 0 | 0 | 0 | 0 | 0 | 0 | 2.2 | 2.9 | 4.7 | 7.5 | 11.1 | 15.3 | 20.1 | 25.2 | 30.5 | 35.7 | 40.9 | 45.8 | 50.2 | 54.1 | 57.2 | 59.4 | 60.5 | 60.5 | 60.5 | 60.5 | 60.5 | 60.5 | NULL
769 |  | RES1 | FEMA BCA Toolkit | BCA Toolkit 1-Story With Basement Outside CAZ USACE Generic Riverine | 0 | 0 | 0 | 0 | 0 | 0 | 10.5 | 13.2 | 16 | 18.9 | 21.8 | 24.7 | 27.4 | 30 | 32.4 | 34.5 | 36.3 | 37.7 | 38.6 | 39.1 | 39.1 | 39.1 | 39.1 | 39.1 | 39.1 | 39.1 | 39.1 | 39.1 | 39.1 | NULL
770 |  | RES1 | FEMA BCA Toolkit | BCA Toolkit 2-Story With Basement Outside CAZ USACE Generic Riverine | 0 | 0 | 0 | 0 | 0 | 0 | 8.4 | 10.1 | 11.9 | 13.8 | 15.7 | 17.7 | 19.8 | 22 | 24.3 | 26.7 | 29.1 | 31.7 | 34.4 | 37.2 | 40 | 43 | 46.1 | 49.3 | 52.6 | 52.6 | 52.6 | 52.6 | 52.6 | NULL
771 |  | RES1 | FEMA BCA Toolkit | BCA Toolkit Split Level With Basement Outside CAZ USACE Generic Riverine | 0 | 0 | 0 | 0 | 0 | 0 | 7.3 | 9.4 | 11.6 | 13.8 | 16.1 | 18.2 | 20.2 | 22.1 | 23.6 | 24.9 | 25.8 | 26.3 | 26.3 | 26.3 | 26.3 | 26.3 | 26.3 | 26.3 | 26.3 | 26.3 | 26.3 | 26.3 | 26.3 | NULL
772 |  | RES1 | FEMA FIMA | FEMA FIA Split-Level Zone A | 0 | 0 | 0 | 0 | 0 | 0 | 0 | 0 | 4.5 | 13.5 | 19.5 | 37.5 | 40.5 | 42 | 49.5 | 51 | 61.5 | 64.5 | 67.5 | 69 | 70.5 | 70.5 | 70.5 | 70.5 | 70.5 | 70.5 | 70.5 | 70.5 | 70.5 | NULL
773 |  | RES1 | FEMA FIMA | FEMA FIA Two or More Stories Zone A | 0 | 0 | 0 | 0 | 0 | 0 | 6 | 12 | 16.5 | 22.5 | 30 | 34.5 | 42 | 49.5 | 57 | 66 | 73.5 | 76.5 | 79.5 | 82.5 | 85.5 | 88.5 | 90 | 90 | 90 | 90 | 90 | 90 | 90 | NULL
774 |  | RES1 | FEMA FIMA | FEMA FIA Split-Level Zone A | 0 | 0 | 0 | 0 | 0 | 0 | 4.5 | 7.5 | 9 | 24 | 28.5 | 33 | 40.5 | 48 | 52.5 | 54 | 66 | 72 | 75 | 78 | 81 | 84 | 87 | 87 | 87 | 87 | 87 | 87 | 87 | NULL
775 |  | RES1 | FEMA FIMA | FEMA FIA One-Story Zone A | 0 | 0 | 0 | 0 | 0 | 0 | 6 | 12 | 16.5 | 22.5 | 30 | 34.5 | 42 | 49.5 | 57 | 66 | 73.5 | 76.5 | 79.5 | 82.5 | 85.5 | 88.5 | 90 | 90 | 90 | 90 | 90 | 90 | 90 | NULL
776 |  | RES1 | FEMA FIMA | FEMA FIA Coastal Building Zone V | 0 | 0 | 0 | 0 | 0 | 0 | 0 | 6 | 15 | 23 | 35 | 50 | 58 | 63 | 66.5 | 69.5 | 72 | 76 | 76 | 76 | 76 | 76 | 76 | 76 | 87 | 87 | 87 | 87 | 87 | NULL
777 |  | RES1 | FEMA FIMA | FEMA FIA Two or More Stories Zone A | 0 | 0 | 0 | 0 | 0 | 0 | 0 | 0 | 7.5 | 13.5 | 19.5 | 27 | 30 | 33 | 36 | 39 | 43.5 | 49.5 | 57 | 57 | 57 | 57 | 57 | 57 | 57 | 57 | 57 | 57 | 57 | NULL
778 |  | RES1 | FEMA FIMA | FEMA FIA One-Story Zone A | 0 | 0 | 0 | 0 | 0 | 0 | 0 | 0 | 13.5 | 21 | 33 | 40.5 | 43.5 | 45 | 60 | 64.5 | 66 | 67.5 | 69 | 70.5 | 72 | 73.5 | 75 | 75 | 75 | 75 | 75 | 75 | 75 | NULL
779 |  | RES1 | FEMA FIMA | FEMA FIA Coastal Building Zone V | 0 | 0 | 0 | 0 | 0 | 0 | 0 | 11 | 24 | 29 | 37 | 54 | 60.5 | 64.5 | 68 | 70 | 72 | 76 | 76 | 76 | 76 | 76 | 76 | 76 | 87 | 87 | 87 | 87 | 87 | NULL
780 |  | RES1 | FEMA FIMA | FEMA FIA, Split Level, With Basement Split-Level | 0 | 0 | 0 | 0 | 0 | 0 | 4.5 | 7.5 | 9 | 24 | 28.5 | 33 | 40.5 | 48 | 52.5 | 54 | 66 | 72 | 75 | 78 | 81 | 84 | 87 | 87 | 87 | 87 | 87 | 87 | 87 | NULL
781 |  | RES1 | FEMA FIMA | FEMA FIA (Default) One-Story Zone A | 0 | 0 | 0 | 0 | 0 | 0 | 6 | 12 | 16.5 | 22.5 | 30 | 34.5 | 42 | 49.5 | 57 | 66 | 73.5 | 76.5 | 79.5 | 82.5 | 85.5 | 88.5 | 90 | 90 | 90 | 90 | 90 | 90 | 90 | NULL
782 |  | RES1 | FEMA FIMA | FEMA FIA, 1-Story, No Basement One-Story | 0 | 0 | 0 | 0 | 0 | 0 | 0 | 0 | 13.5 | 21 | 33 | 40.5 | 43.5 | 45 | 60 | 64.5 | 66 | 67.5 | 69 | 70.5 | 72 | 73.5 | 75 | 75 | 75 | 75 | 75 | 75 | 75 | NULL
783 |  | RES1 | FEMA FIMA | FEMA FIA, 2-Story, No Basement Two or More Stories | 0 | 0 | 0 | 0 | 0 | 0 | 0 | 0 | 7.5 | 13.5 | 19.5 | 27 | 30 | 33 | 36 | 39 | 43.5 | 49.5 | 57 | 57 | 57 | 57 | 57 | 57 | 57 | 57 | 57 | 57 | 57 | NULL
784 |  | RES1 | FEMA FIMA | FEMA FIA (Default) One-Story Zone A | 0 | 0 | 0 | 0 | 0 | 0 | 0 | 0 | 13.5 | 21 | 33 | 40.5 | 43.5 | 45 | 60 | 64.5 | 66 | 67.5 | 69 | 70.5 | 72 | 73.5 | 75 | 75 | 75 | 75 | 75 | 75 | 75 | NULL
785 |  | RES1 | FEMA FIMA | FEMA FIA (Default) Coastal Building Zone V | 0 | 0 | 0 | 0 | 0 | 0 | 0 | 11 | 24 | 29 | 37 | 54 | 60.5 | 64.5 | 68 | 70 | 72 | 76 | 76 | 76 | 76 | 76 | 76 | 76 | 87 | 87 | 87 | 87 | 87 | NULL
786 |  | RES1 | FEMA FIMA | FEMA FIA (Default) Two or More Stories Zone A | 0 | 0 | 0 | 0 | 0 | 0 | 0 | 0 | 7.5 | 13.5 | 19.5 | 27 | 30 | 33 | 36 | 39 | 43.5 | 49.5 | 57 | 57 | 57 | 57 | 57 | 57 | 57 | 57 | 57 | 57 | 57 | NULL
787 |  | RES1 | FEMA FIMA | FEMA FIA, 1-Story, With Basement One-Story | 0 | 0 | 0 | 0 | 0 | 0 | 6 | 12 | 16.5 | 22.5 | 30 | 34.5 | 42 | 49.5 | 57 | 66 | 73.5 | 76.5 | 79.5 | 82.5 | 85.5 | 88.5 | 90 | 90 | 90 | 90 | 90 | 90 | 90 | NULL
788 |  | RES1 | FEMA FIMA | FEMA FIA (Default) Split-Level Zone A | 0 | 0 | 0 | 0 | 0 | 0 | 0 | 0 | 4.5 | 13.5 | 19.5 | 37.5 | 40.5 | 42 | 49.5 | 51 | 61.5 | 64.5 | 67.5 | 69 | 70.5 | 70.5 | 70.5 | 70.5 | 70.5 | 70.5 | 70.5 | 70.5 | 70.5 | NULL
789 |  | RES1 | FEMA FIMA | FEMA FIA (Default) Two or More Stories Zone A | 0 | 0 | 0 | 0 | 0 | 0 | 6 | 12 | 16.5 | 22.5 | 30 | 34.5 | 42 | 49.5 | 57 | 66 | 73.5 | 76.5 | 79.5 | 82.5 | 85.5 | 88.5 | 90 | 90 | 90 | 90 | 90 | 90 | 90 | NULL
790 |  | RES1 | FEMA FIMA | FEMA FIA (Default) Coastal Building Zone V | 0 | 0 | 0 | 0 | 0 | 0 | 0 | 6 | 15 | 23 | 35 | 50 | 58 | 63 | 66.5 | 69.5 | 72 | 76 | 76 | 76 | 76 | 76 | 76 | 76 | 87 | 87 | 87 | 87 | 87 | NULL
791 |  | RES1 | FEMA BCA Toolkit | 1-Story Single Family Home, Basement, FEMA FIA Original Source | 0 | 0 | 6 | 12 | 16.5 | 22.5 | 30 | 34.5 | 42 | 49.5 | 57 | 66 | 73.5 | 76.5 | 79.5 | 82.5 | 85.5 | 88.5 | 90 | 90 | 90 | 90 | 90 | 90 | 90 | 90 | 90 | 90 | 90 | NULL
792 |  | RES1 | FEMA BCA Toolkit | 1-Story Single Family Home, No Basement, FEMA FIA Original Source | 0 | 0 | 0 | 0 | 13.5 | 21 | 33 | 40.5 | 43.5 | 45 | 60 | 64.5 | 66 | 67.5 | 69 | 70.5 | 72 | 73.5 | 75 | 75 | 75 | 75 | 75 | 75 | 75 | 75 | 75 | 75 | 75 | NULL
793 |  | RES1 | FEMA BCA Toolkit | Split-Level Single Family Home, Basement, FEMA FIA Original Source | 0 | 0 | 4.5 | 7.5 | 9 | 24 | 28.5 | 33 | 40.5 | 48 | 52.5 | 54 | 66 | 72 | 75 | 78 | 81 | 84 | 87 | 87 | 87 | 87 | 87 | 87 | 87 | 87 | 87 | 87 | 87 | NULL
794 |  | RES1 | FEMA BCA Toolkit | Split-Level Single Family Home, No Basement, FEMA FIA Original Source | 0 | 0 | 0 | 0 | 4.5 | 13.5 | 19.5 | 37.5 | 40.5 | 42 | 49.5 | 51 | 61.5 | 64.5 | 67.5 | 69 | 70.5 | 70.5 | 70.5 | 70.5 | 70.5 | 70.5 | 70.5 | 70.5 | 70.5 | 70.5 | 70.5 | 70.5 | 70.5 | NULL
795 |  | RES1 | FEMA BCA Toolkit | 2 or More-Story Single Family Home, Basement, FEMA FIA Original Source | 0 | 0 | 6 | 12 | 16.5 | 22.5 | 30 | 34.5 | 42 | 49.5 | 57 | 66 | 73.5 | 76.5 | 79.5 | 82.5 | 85.5 | 88.5 | 90 | 90 | 90 | 90 | 90 | 90 | 90 | 90 | 90 | 90 | 90 | NULL
796 |  | RES1 | FEMA BCA Toolkit | 2 or More-Story Single Family Home, No Basement, FEMA FIA Original Source | 0 | 0 | 0 | 0 | 7.5 | 13.5 | 19.5 | 27 | 30 | 33 | 36 | 39 | 43.5 | 49.5 | 57 | 57 | 57 | 57 | 57 | 57 | 57 | 57 | 57 | 57 | 57 | 57 | 57 | 57 | 57 | NULL
797 |  | RES1 | FEMA BCA Toolkit | Single Family Home, Basement, FEMA FIA Original Source | 0 | 0 | 0 | 11 | 24 | 29 | 37 | 54 | 60.5 | 64.5 | 68 | 70 | 72 | 76 | 76 | 76 | 76 | 76 | 76 | 76 | 87 | 87 | 87 | 87 | 87 | 87 | 87 | 87 | 87 | NULL
798 |  | RES1 | FEMA BCA Toolkit | Single Family Home, No Basement, FEMA FIA Original Source | 0 | 0 | 0 | 6 | 15 | 23 | 35 | 50 | 58 | 63 | 66.5 | 69.5 | 72 | 76 | 76 | 76 | 76 | 76 | 76 | 76 | 87 | 87 | 87 | 87 | 87 | 87 | 87 | 87 | 87 | NULL
799 |  | RES1 | USACE New Orleans | One-Story, USACE - New Orleans: one story, Pier foundation, structure, fresh water, short duration | 0 | 0 | 0 | 0 | 0 | 41.8 | 62.9 | 82.1 | 84.6 | 91.2 | 91.2 | 91.2 | 91.2 | 91.2 | 91.2 | 91.2 | 91.2 | 91.2 | 91.2 | 91.2 | 91.2 | 91.2 | 91.2 | 91.2 | 91.2 | 91.2 | 91.2 | 91.2 | 91.2 | NULL
800 |  | RES1 | USACE New Orleans | One-Story, USACE - New Orleans: one story, Pier foundation, structure, salt water, long duration | 0 | 0 | 0 | 0 | 0 | 95 | 95 | 95 | 95 | 95 | 95 | 95 | 95 | 95 | 95 | 95 | 95 | 95 | 95 | 95 | 95 | 95 | 95 | 95 | 95 | 95 | 95 | 95 | 95 | NULL
801 |  | RES1 | USACE New Orleans | One-Story, USACE - New Orleans: one story, Slab foundation, structure, fresh water, short duration | 0 | 0 | 0 | 0 | 0 | 41.8 | 62.9 | 82.1 | 84.6 | 91.2 | 91.2 | 91.2 | 91.2 | 91.2 | 91.2 | 91.2 | 91.2 | 91.2 | 91.2 | 91.2 | 91.2 | 91.2 | 91.2 | 91.2 | 91.2 | 91.2 | 91.2 | 91.2 | 91.2 | NULL
802 |  | RES1 | USACE New Orleans | One-Story, USACE - New Orleans: one story, Slab foundation, structure, salt water, long duration | 0 | 0 | 0 | 0 | 0 | 95 | 95 | 95 | 95 | 95 | 95 | 95 | 95 | 95 | 95 | 95 | 95 | 95 | 95 | 95 | 95 | 95 | 95 | 95 | 95 | 95 | 95 | 95 | 95 | NULL
803 |  | RES1 | USACE New Orleans | Two or More, USACE - New Orleans: two story, Pier foundation, structure, fresh water, short duration | 0 | 0 | 0 | 0 | 0 | 25 | 36.5 | 50.8 | 50.8 | 55.3 | 55.3 | 55.3 | 55.3 | 55.3 | 72.5 | 80.7 | 87.1 | 90.1 | 92.5 | 92.5 | 92.5 | 92.5 | 92.5 | 92.5 | 92.5 | 92.5 | 92.5 | 92.5 | 92.5 | NULL
804 |  | RES1 | USACE New Orleans | Two or More, USACE - New Orleans: two story, Pier foundation, structure, salt water, long duration | 0 | 0 | 0 | 0 | 0 | 95 | 95 | 95 | 95 | 95 | 95 | 95 | 95 | 95 | 95 | 95 | 95 | 95 | 95 | 95 | 95 | 95 | 95 | 95 | 95 | 95 | 95 | 95 | 95 | NULL
805 |  | RES1 | USACE New Orleans | Two or More, USACE - New Orleans: two story, Slab foundation, structure, fresh water, short duration | 0 | 0 | 0 | 0 | 0 | 25 | 36.5 | 50.8 | 50.8 | 55.3 | 55.3 | 55.3 | 55.3 | 55.3 | 72.5 | 80.7 | 87.1 | 90.1 | 92.5 | 92.5 | 92.5 | 92.5 | 92.5 | 92.5 | 92.5 | 92.5 | 92.5 | 92.5 | 92.5 | NULL
806 |  | RES1 | USACE New Orleans | Two or More, USACE - New Orleans: two story, Slab foundation, structure, salt water, long duration | 0 | 0 | 0 | 0 | 0 | 95 | 95 | 95 | 95 | 95 | 95 | 95 | 95 | 95 | 95 | 95 | 95 | 95 | 95 | 95 | 95 | 95 | 95 | 95 | 95 | 95 | 95 | 95 | 95 | NULL
807 |  | RES1 | USACE Generic | One-Story, USACE Generic, with Basement | 0 | 0 | 10.5 | 13.2 | 16 | 18.9 | 21.8 | 24.7 | 27.4 | 30 | 32.4 | 34.5 | 36.3 | 37.7 | 38.6 | 39.1 | 39.1 | 39.1 | 39.1 | 39.1 | 39.1 | 39.1 | 39.1 | 39.1 | 39.1 | 39.1 | 39.1 | 39.1 | 39.1 | NULL
808 |  | RES1 | USACE Generic | One-Story, USACE Generic, with No Basement | 0 | 0 | 0 | 2.4 | 8.1 | 13.3 | 17.9 | 22 | 25.7 | 28.8 | 31.5 | 33.8 | 35.7 | 37.2 | 38.4 | 39.2 | 39.7 | 40 | 40 | 40 | 40 | 40 | 40 | 40 | 40 | 40 | 40 | 40 | 40 | NULL
809 |  | RES1 | USACE Generic | Split-Level, USACE Generic, with Basement | 0 | 0 | 7.3 | 9.4 | 11.6 | 13.8 | 16.1 | 18.2 | 20.2 | 22.1 | 23.6 | 24.9 | 25.8 | 26.3 | 26.3 | 26.3 | 26.3 | 26.3 | 26.3 | 26.3 | 26.3 | 26.3 | 26.3 | 26.3 | 26.3 | 26.3 | 26.3 | 26.3 | 26.3 | NULL
810 |  | RES1 | USACE Generic | Split-Level, USACE Generic, with No Basement | 0 | 0 | 0 | 2.2 | 2.9 | 4.7 | 7.5 | 11.1 | 15.3 | 20.1 | 25.2 | 30.5 | 35.7 | 40.9 | 45.8 | 50.2 | 54.1 | 57.2 | 59.4 | 60.5 | 60.5 | 60.5 | 60.5 | 60.5 | 60.5 | 60.5 | 60.5 | 60.5 | 60.5 | NULL
811 |  | RES1 | USACE Generic | Two or More Stories, USACE Generic, with Basement | 0 | 0 | 8.4 | 10.1 | 11.9 | 13.8 | 15.7 | 17.7 | 19.8 | 22 | 24.3 | 26.7 | 29.1 | 31.7 | 34.4 | 37.2 | 40 | 43 | 46.1 | 49.3 | 52.6 | 52.6 | 52.6 | 52.6 | 52.6 | 52.6 | 52.6 | 52.6 | 52.6 | NULL
812 |  | RES1 | USACE Generic | Two or More Stories, USACE Generic, with No Basement | 0 | 0 | 0 | 1 | 5 | 8.7 | 12.2 | 15.5 | 18.5 | 21.3 | 23.9 | 26.3 | 28.4 | 30.3 | 32 | 33.4 | 34.7 | 35.6 | 36.4 | 36.9 | 37.2 | 37.2 | 37.2 | 37.2 | 37.2 | 37.2 | 37.2 | 37.2 | 37.2 | NULL
813 |  | RES2 | FEMA BCA Toolkit | BCA Toolkit Manufactured Home CAZ and V Zone Expert Panel | 0 | 0 | 0 | 0 | 0 | 0 | 0 | 75 | 100 | 100 | 100 | 100 | 100 | 100 | 100 | 100 | 100 | 100 | 100 | 100 | 100 | 100 | 100 | 100 | 100 | 100 | 100 | 100 | 100 | NULL
814 |  | RES2 | FEMA BCA Toolkit | BCA Toolkit Mobile Home Outside CAZ FEMA FIA Riverine (Adjusted) | 0 | 0 | 0 | 0 | 0 | 0 | 0 | 0 | 12 | 66 | 90 | 90 | 90 | 90 | 90 | 90 | 90 | 90 | 90 | 90 | 90 | 90 | 90 | 90 | 90 | 90 | 90 | 90 | 90 | NULL
815 |  | RES2 | FEMA FIMA | FEMA FIA Mobile Home Zone A | 0 | 0 | 0 | 0 | 0 | 0 | 0 | 0 | 12 | 66 | 90 | 90 | 90 | 90 | 90 | 90 | 90 | 90 | 90 | 90 | 90 | 90 | 90 | 90 | 90 | 90 | 90 | 90 | 90 | NULL
816 |  | RES2 | FEMA FIMA | FEMA FIA Mobile Home | 0 | 0 | 0 | 0 | 0 | 0 | 0 | 0 | 12 | 66 | 90 | 90 | 90 | 90 | 90 | 90 | 90 | 90 | 90 | 90 | 90 | 90 | 90 | 90 | 90 | 90 | 90 | 90 | 90 | NULL
817 |  | RES2 | FEMA FIMA | FEMA FIA (Default) Mobile Home | 0 | 0 | 0 | 0 | 0 | 0 | 0 | 0 | 12 | 66 | 90 | 90 | 90 | 90 | 90 | 90 | 90 | 90 | 90 | 90 | 90 | 90 | 90 | 90 | 90 | 90 | 90 | 90 | 90 | NULL
818 |  | RES2 | FEMA FIMA | FEMA FIA (Default) Mobile Home Zone A | 0 | 0 | 0 | 0 | 0 | 0 | 0 | 0 | 12 | 66 | 90 | 90 | 90 | 90 | 90 | 90 | 90 | 90 | 90 | 90 | 90 | 90 | 90 | 90 | 90 | 90 | 90 | 90 | 90 | NULL
819 |  | RES2 | FEMA BCA Toolkit | Mobile Home, No Basement, FEMA FIA Original Source | 0 | 0 | 0 | 0 | 12 | 66 | 90 | 90 | 90 | 90 | 90 | 90 | 90 | 90 | 90 | 90 | 90 | 90 | 90 | 90 | 90 | 90 | 90 | 90 | 90 | 90 | 90 | 90 | 90 | NULL
820 |  | RES3 | USACE NACCS | NACCS 1A-1 - Apartments - 1 Story - No Basement | 0 | 0 | 0 | 0 | 3.5 | 28 | 45 | 60 | 70.5 | 81 | 90.5 | 100 | 100 | 100 | 100 | 100 | 100 | 100 | 100 | 100 | 100 | 100 | 100 | 100 | 100 | 100 | 100 | 100 | 100 | NULL
821 |  | RES3 | USACE NACCS | NACCS 1A-3 - Apartments - 3 Story - No Basement | 0 | 0 | 0 | 0 | 2 | 15 | 20 | 25 | 27.5 | 30 | 32.5 | 35 | 38.3333 | 41.6667 | 45 | 48.3333 | 51.6667 | 55 | 58.3333 | 61.6667 | 65 | 65 | 65 | 65 | 65 | 65 | 65 | 65 | 65 | NULL
822 |  | RES3 | USACE NACCS | NACCS 4A - Urban High Rise | 0 | 0 | 0.375 | 0.5 | 4 | 5 | 7 | 7.5 | 8.75 | 10 | 10.5 | 11 | 11.3333 | 11.6667 | 12 | 12.3333 | 12.6667 | 13 | 13.3333 | 13.6667 | 14 | 14 | 14 | 14 | 14 | 14 | 14 | 14 | 14 | NULL
823 |  | RES3 | USACE NACCS | NACCS 4B - Beach High Rise | 0 | 0 | 0 | 0 | 0 | 4 | 4.5 | 5.5 | 6.25 | 7 | 7.75 | 8.5 | 8.6667 | 8.8333 | 9 | 9.1667 | 9.3333 | 9.5 | 9.6667 | 9.8333 | 10 | 10 | 10 | 10 | 10 | 10 | 10 | 10 | 10 | NULL
824 |  | RES3 | USACE NACCS | NACCS 4B - Beach High Rise - Waves | 0 | 0 | 0 | 0 | 2.5 | 21 | 33.75 | 52.5 | 67.5 | 82.5 | 91.25 | 100 | 100 | 100 | 100 | 100 | 100 | 100 | 100 | 100 | 100 | 100 | 100 | 100 | 100 | 100 | 100 | 100 | 100 | NULL
825 |  | RES3 | FEMA BCA Toolkit | BCA Toolkit Apartment (Default) (Non-Generic - Engineered Building) | 0 | 0 | 0 | 0 | 0 | 0 | 0 | 0 | 0 | 21.7143 | 30.4286 | 39 | 45 | 47.8571 | 51.8571 | 55.7143 | 59.2857 | 60.5714 | 63.4286 | 63.4286 | 63.4286 | 63.4286 | 63.4286 | 63.4286 | 63.4286 | 63.4286 | 63.4286 | 63.4286 | 63.4286 | NULL
826 |  | RES3 | FEMA BCA Toolkit | BCA Toolkit Apartment (Default) (Generic - Engineered Building) | 0 | 0 | 0 | 0 | 0 | 0 | 0 | 0 | 0 | 21.7143 | 30.4286 | 39 | 45 | 47.8571 | 51.8571 | 55.7143 | 59.2857 | 60.5714 | 63.4286 | 63.4286 | 63.4286 | 63.4286 | 63.4286 | 63.4286 | 63.4286 | 63.4286 | 63.4286 | 63.4286 | 63.4286 | NULL
827 |  | RES3 | FEMA BCA Toolkit | BCA Toolkit Apartment (Default) (Generic - Non-Engineered Building) | 0 | 0 | 0 | 0 | 0 | 0 | 0 | 0 | 0 | 21.7143 | 30.4286 | 39 | 45 | 47.8571 | 51.8571 | 55.7143 | 59.2857 | 60.5714 | 63.4286 | 63.4286 | 63.4286 | 63.4286 | 63.4286 | 63.4286 | 63.4286 | 63.4286 | 63.4286 | 63.4286 | 63.4286 | NULL
828 |  | RES3 | FEMA BCA Toolkit | BCA Toolkit Apartment (Default) (Non-Generic - Non-Engineered Building) | 0 | 0 | 0 | 0 | 0 | 0 | 0 | 0 | 0 | 21.7143 | 30.4286 | 39 | 45 | 47.8571 | 51.8571 | 55.7143 | 59.2857 | 60.5714 | 63.4286 | 63.4286 | 63.4286 | 63.4286 | 63.4286 | 63.4286 | 63.4286 | 63.4286 | 63.4286 | 63.4286 | 63.4286 | NULL
829 |  | RES3 | FEMA BCA Toolkit | Apartment, Engineered | 0 | 0 | 0 | 0 | 0 | 21.7143 | 30.4286 | 39 | 45 | 47.8571 | 51.8571 | 55.7143 | 59.2857 | 60.5714 | 63.4286 | 63.4286 | 63.4286 | 63.4286 | 63.4286 | 63.4286 | 63.4286 | 63.4286 | 63.4286 | 63.4286 | 63.4286 | 63.4286 | 63.4286 | 63.4286 | 63.4286 | NULL
830 |  | RES3 | FEMA BCA Toolkit | Apartment, Non-Engineered | 0 | 0 | 0 | 0 | 0 | 21.7143 | 30.4286 | 39 | 45 | 47.8571 | 51.8571 | 55.7143 | 59.2857 | 60.5714 | 63.4286 | 63.4286 | 63.4286 | 63.4286 | 63.4286 | 63.4286 | 63.4286 | 63.4286 | 63.4286 | 63.4286 | 63.4286 | 63.4286 | 63.4286 | 63.4286 | 63.4286 | NULL
831 |  | RES4 | FEMA BCA Toolkit | BCA Toolkit Hotel (Default) (Non-Generic - Engineered Building) | 0 | 0 | 0 | 0 | 0 | 0 | 0 | 0 | 0 | 16.1429 | 26.2857 | 34.1429 | 39.7143 | 48.7143 | 52.4286 | 58.4286 | 61.2857 | 63.1429 | 64.8571 | 64.8571 | 64.8571 | 64.8571 | 64.8571 | 64.8571 | 64.8571 | 64.8571 | 64.8571 | 64.8571 | 64.8571 | NULL
832 |  | RES4 | FEMA BCA Toolkit | BCA Toolkit Hotel (Default) (Generic - Engineered Building) | 0 | 0 | 0 | 0 | 0 | 0 | 0 | 0 | 0 | 16.1429 | 26.2857 | 34.1429 | 39.7143 | 48.7143 | 52.4286 | 58.4286 | 61.2857 | 63.1429 | 64.8571 | 64.8571 | 64.8571 | 64.8571 | 64.8571 | 64.8571 | 64.8571 | 64.8571 | 64.8571 | 64.8571 | 64.8571 | NULL
833 |  | RES4 | FEMA BCA Toolkit | BCA Toolkit Hotel (Default) (Generic - Non-Engineered Building) | 0 | 0 | 0 | 0 | 0 | 0 | 0 | 0 | 0 | 16.1429 | 26.2857 | 34.1429 | 39.7143 | 48.7143 | 52.4286 | 58.4286 | 61.2857 | 63.1429 | 64.8571 | 64.8571 | 64.8571 | 64.8571 | 64.8571 | 64.8571 | 64.8571 | 64.8571 | 64.8571 | 64.8571 | 64.8571 | NULL
834 |  | RES4 | FEMA BCA Toolkit | BCA Toolkit Hotel (Default) (Non-Generic - Non-Engineered Building) | 0 | 0 | 0 | 0 | 0 | 0 | 0 | 0 | 0 | 16.1429 | 26.2857 | 34.1429 | 39.7143 | 48.7143 | 52.4286 | 58.4286 | 61.2857 | 63.1429 | 64.8571 | 64.8571 | 64.8571 | 64.8571 | 64.8571 | 64.8571 | 64.8571 | 64.8571 | 64.8571 | 64.8571 | 64.8571 | NULL
835 |  | RES4 | FEMA BCA Toolkit | Hotel, Engineered | 0 | 0 | 0 | 0 | 0 | 16.1429 | 26.2857 | 34.1429 | 39.7143 | 48.7143 | 52.4286 | 58.4286 | 61.2857 | 63.1429 | 64.8571 | 64.8571 | 64.8571 | 64.8571 | 64.8571 | 64.8571 | 64.8571 | 64.8571 | 64.8571 | 64.8571 | 64.8571 | 64.8571 | 64.8571 | 64.8571 | 64.8571 | NULL
836 |  | RES4 | FEMA BCA Toolkit | Hotel, Non-Engineered | 0 | 0 | 0 | 0 | 0 | 16.1429 | 26.2857 | 34.1429 | 39.7143 | 48.7143 | 52.4286 | 58.4286 | 61.2857 | 63.1429 | 64.8571 | 64.8571 | 64.8571 | 64.8571 | 64.8571 | 64.8571 | 64.8571 | 64.8571 | 64.8571 | 64.8571 | 64.8571 | 64.8571 | 64.8571 | 64.8571 | 64.8571 | NULL
837 |  | RES4 | USACE Sacramento | USACE - Sacramento: Hotel - Full Service, 1-Story, Short Duration | 0 | 0 | 0 | 0 | 0 | 23 | 23 | 90 | 90 | 100 | 100 | 100 | 100 | 100 | 100 | 100 | 100 | 100 | 100 | 100 | 100 | 100 | 100 | 100 | 100 | 100 | 100 | 100 | 100 | NULL
838 |  | RES4 | USACE Sacramento | USACE - Sacramento: Hotel - Full Service, 2-Story, Short Duration | 0 | 0 | 0 | 0 | 0 | 20 | 20 | 50 | 50 | 50 | 50 | 50 | 50 | 50 | 50 | 50 | 50 | 50 | 50 | 100 | 100 | 100 | 100 | 100 | 100 | 100 | 100 | 100 | 100 | NULL
839 |  | RES4 | USACE Sacramento | USACE - Sacramento: Hotel - Full Service, 1-Story, Long Duration | 0 | 0 | 0 | 0 | 0 | 88 | 88 | 100 | 100 | 100 | 100 | 100 | 100 | 100 | 100 | 100 | 100 | 100 | 100 | 100 | 100 | 100 | 100 | 100 | 100 | 100 | 100 | 100 | 100 | NULL
840 |  | RES4 | USACE Sacramento | USACE - Sacramento: Hotel - Full Service, 2-Story, Long Duration | 0 | 0 | 0 | 0 | 0 | 42 | 42 | 56 | 56 | 56 | 56 | 56 | 56 | 56 | 67 | 67 | 67 | 67 | 67 | 100 | 100 | 100 | 100 | 100 | 100 | 100 | 100 | 100 | 100 | NULL
841 |  | RES5 | FEMA BCA Toolkit | BCA Toolkit Correctional Facility (Default) (Non-Generic - Engineered Building) | 0 | 0 | 0 | 0 | 0 | 0 | 0 | 0 | 0 | 13.125 | 21.25 | 31 | 44.125 | 53 | 62.25 | 69.5 | 77.5 | 83.75 | 87.5 | 87.5 | 87.5 | 87.5 | 87.5 | 87.5 | 87.5 | 87.5 | 87.5 | 87.5 | 87.5 | NULL
842 |  | RES5 | FEMA BCA Toolkit | BCA Toolkit Correctional Facility (Default) (Generic - Engineered Building) | 0 | 0 | 0 | 0 | 0 | 0 | 0 | 0 | 0 | 13.125 | 21.25 | 31 | 44.125 | 53 | 62.25 | 69.5 | 77.5 | 83.75 | 87.5 | 87.5 | 87.5 | 87.5 | 87.5 | 87.5 | 87.5 | 87.5 | 87.5 | 87.5 | 87.5 | NULL
843 |  | RES5 | FEMA BCA Toolkit | BCA Toolkit Correctional Facility (Default) (Generic - Non-Engineered Building) | 0 | 0 | 0 | 0 | 0 | 0 | 0 | 0 | 0 | 13.125 | 21.25 | 31 | 44.125 | 53 | 62.25 | 69.5 | 77.5 | 83.75 | 87.5 | 87.5 | 87.5 | 87.5 | 87.5 | 87.5 | 87.5 | 87.5 | 87.5 | 87.5 | 87.5 | NULL
844 |  | RES5 | FEMA BCA Toolkit | BCA Toolkit Correctional Facility (Default) (Non-Generic - Non-Engineered Building) | 0 | 0 | 0 | 0 | 0 | 0 | 0 | 0 | 0 | 13.125 | 21.25 | 31 | 44.125 | 53 | 62.25 | 69.5 | 77.5 | 83.75 | 87.5 | 87.5 | 87.5 | 87.5 | 87.5 | 87.5 | 87.5 | 87.5 | 87.5 | 87.5 | 87.5 | NULL
845 |  | RES5 | FEMA BCA Toolkit | Correctional Facility, Engineered | 0 | 0 | 0 | 0 | 0 | 13.125 | 21.25 | 31 | 44.125 | 53 | 62.25 | 69.5 | 77.5 | 83.75 | 87.5 | 87.5 | 87.5 | 87.5 | 87.5 | 87.5 | 87.5 | 87.5 | 87.5 | 87.5 | 87.5 | 87.5 | 87.5 | 87.5 | 87.5 | NULL
846 |  | RES5 | FEMA BCA Toolkit | Correctional Facility, Non-Engineered | 0 | 0 | 0 | 0 | 0 | 13.125 | 21.25 | 31 | 44.125 | 53 | 62.25 | 69.5 | 77.5 | 83.75 | 87.5 | 87.5 | 87.5 | 87.5 | 87.5 | 87.5 | 87.5 | 87.5 | 87.5 | 87.5 | 87.5 | 87.5 | 87.5 | 87.5 | 87.5 | NULL

## flBldgInvDmgFn
InvDmgFnId | Default | Occupancy | Source | Description | ft04m | ft03m | ft02m | ft01m | ft00 | ft01 | ft02 | ft03 | ft04 | ft05 | ft06 | ft07 | ft08 | ft09 | ft10 | ft11 | ft12 | ft13 | ft14 | ft15 | ft16 | ft17 | ft18 | ft19 | ft20 | ft21 | ft22 | ft23 | ft24 | Comment
1 | 1 | COM1 | USACE - Galveston | Average Retail Trade, Inventory | 0 | 0 | 0 | 0 | 4 | 31 | 49 | 65 | 76 | 85 | 90 | 92 | 93 | 94 | 95 | 95 | 96 | 97 | 97 | 97 | 98 | 98 | 98 | 98 | 98 | 98 | 98 | 98 | 98 | NULL
2 |  | COM1 | USACE - Galveston | Appliance Sales, Inventory | 0 | 0 | 0 | 0 | 0 | 83 | 91 | 94 | 95 | 97 | 100 | 100 | 100 | 100 | 100 | 100 | 100 | 100 | 100 | 100 | 100 | 100 | 100 | 100 | 100 | 100 | 100 | 100 | 100 | NULL
3 |  | COM1 | USACE - Galveston | Bait Stand, Inventory | 0 | 0 | 0 | 0 | 0 | 3 | 7 | 11 | 16 | 22 | 29 | 36 | 44 | 52 | 60 | 69 | 79 | 88 | 100 | 100 | 100 | 100 | 100 | 100 | 100 | 100 | 100 | 100 | 100 | NULL
4 |  | COM1 | USACE - Galveston | Book Store, Inventory | 0 | 0 | 0 | 0 | 0 | 7 | 14 | 21 | 27 | 35 | 42 | 49 | 57 | 65 | 73 | 82 | 92 | 100 | 100 | 100 | 100 | 100 | 100 | 100 | 100 | 100 | 100 | 100 | 100 | NULL
5 |  | COM1 | USACE - Galveston | Camera Store, Inventory | 0 | 0 | 0 | 0 | 0 | 18 | 33 | 65 | 88 | 95 | 100 | 100 | 100 | 100 | 100 | 100 | 100 | 100 | 100 | 100 | 100 | 100 | 100 | 100 | 100 | 100 | 100 | 100 | 100 | NULL
6 |  | COM1 | USACE - Galveston | Carpet and Paint Shop, Inventory | 0 | 0 | 0 | 0 | 0 | 20 | 40 | 60 | 80 | 95 | 97 | 99 | 100 | 100 | 100 | 100 | 100 | 100 | 100 | 100 | 100 | 100 | 100 | 100 | 100 | 100 | 100 | 100 | 100 | NULL
7 |  | COM1 | USACE - Galveston | Crafts - Inventory | 0 | 0 | 0 | 0 | 0 | 20 | 30 | 50 | 70 | 90 | 100 | 100 | 100 | 100 | 100 | 100 | 100 | 100 | 100 | 100 | 100 | 100 | 100 | 100 | 100 | 100 | 100 | 100 | 100 | NULL
8 |  | COM1 | USACE - Galveston | Chain Drug Store, Inventory | 0 | 0 | 0 | 0 | 0 | 60 | 100 | 100 | 100 | 100 | 100 | 100 | 100 | 100 | 100 | 100 | 100 | 100 | 100 | 100 | 100 | 100 | 100 | 100 | 100 | 100 | 100 | 100 | 100 | NULL
9 |  | COM1 | USACE - Galveston | Fabric Store, Inventory | 0 | 0 | 0 | 0 | 0 | 15 | 30 | 50 | 75 | 90 | 100 | 100 | 100 | 100 | 100 | 100 | 100 | 100 | 100 | 100 | 100 | 100 | 100 | 100 | 100 | 100 | 100 | 100 | 100 | NULL
10 |  | COM1 | USACE - Galveston | Feed Store, Inventory | 0 | 0 | 0 | 0 | 0 | 0 | 0 | 0 | 15 | 15 | 15 | 15 | 25 | 25 | 25 | 25 | 50 | 50 | 50 | 50 | 75 | 75 | 100 | 100 | 100 | 100 | 100 | 100 | 100 | NULL
11 |  | COM1 | USACE - Galveston | Florist, Inventory | 0 | 0 | 0 | 0 | 0 | 50 | 85 | 100 | 100 | 100 | 100 | 100 | 100 | 100 | 100 | 100 | 100 | 100 | 100 | 100 | 100 | 100 | 100 | 100 | 100 | 100 | 100 | 100 | 100 | NULL
12 |  | COM1 | USACE - Galveston | Fruit Stand, Inventory | 0 | 0 | 0 | 0 | 0 | 45 | 80 | 90 | 100 | 100 | 100 | 100 | 100 | 100 | 100 | 100 | 100 | 100 | 100 | 100 | 100 | 100 | 100 | 100 | 100 | 100 | 100 | 100 | 100 | NULL
13 |  | COM1 | USACE - Galveston | Gift Shop, Inventory | 0 | 0 | 0 | 0 | 0 | 54 | 63 | 75 | 88 | 100 | 100 | 100 | 100 | 100 | 100 | 100 | 100 | 100 | 100 | 100 | 100 | 100 | 100 | 100 | 100 | 100 | 100 | 100 | 100 | NULL
14 |  | COM1 | USACE - Galveston | Greenhouse, Inventory | 0 | 0 | 0 | 0 | 0 | 66 | 88 | 100 | 100 | 100 | 100 | 100 | 100 | 100 | 100 | 100 | 100 | 100 | 100 | 100 | 100 | 100 | 100 | 100 | 100 | 100 | 100 | 100 | 100 | NULL
15 |  | COM1 | USACE - Galveston | Small Grocery, Inventory | 0 | 0 | 0 | 0 | 0 | 20 | 35 | 50 | 65 | 80 | 100 | 100 | 100 | 100 | 100 | 100 | 100 | 100 | 100 | 100 | 100 | 100 | 100 | 100 | 100 | 100 | 100 | 100 | 100 | NULL
16 |  | COM1 | USACE - Galveston | Gun Shop, Inventory | 0 | 0 | 0 | 0 | 0 | 22 | 39 | 58 | 88 | 100 | 100 | 100 | 100 | 100 | 100 | 100 | 100 | 100 | 100 | 100 | 100 | 100 | 100 | 100 | 100 | 100 | 100 | 100 | 100 | NULL
17 |  | COM1 | USACE - Galveston | Hobby Shop, Inventory | 0 | 0 | 0 | 0 | 0 | 25 | 49 | 64 | 77 | 88 | 100 | 100 | 100 | 100 | 100 | 100 | 100 | 100 | 100 | 100 | 100 | 100 | 100 | 100 | 100 | 100 | 100 | 100 | 100 | NULL
18 |  | COM1 | USACE - Galveston | Lawnmower, Inventory | 0 | 0 | 0 | 0 | 0 | 10 | 90 | 100 | 100 | 100 | 100 | 100 | 100 | 100 | 100 | 100 | 100 | 100 | 100 | 100 | 100 | 100 | 100 | 100 | 100 | 100 | 100 | 100 | 100 | NULL
19 |  | COM1 | USACE - Galveston | Liquor Store, Inventory | 0 | 0 | 0 | 0 | 0 | 20 | 40 | 60 | 81 | 100 | 100 | 100 | 100 | 100 | 100 | 100 | 100 | 100 | 100 | 100 | 100 | 100 | 100 | 100 | 100 | 100 | 100 | 100 | 100 | NULL
20 |  | COM1 | USACE - Galveston | Meat Market, Inventory | 0 | 0 | 0 | 0 | 0 | 100 | 100 | 100 | 100 | 100 | 100 | 100 | 100 | 100 | 100 | 100 | 100 | 100 | 100 | 100 | 100 | 100 | 100 | 100 | 100 | 100 | 100 | 100 | 100 | NULL
21 |  | COM1 | USACE - Galveston | Motorcycle Dealer, Inventory | 0 | 0 | 0 | 0 | 0 | 25 | 45 | 65 | 85 | 85 | 85 | 85 | 85 | 90 | 90 | 90 | 90 | 90 | 90 | 90 | 90 | 90 | 90 | 90 | 90 | 90 | 90 | 90 | 90 | NULL
22 |  | COM1 | USACE - Galveston | Music Center, Inventory | 0 | 0 | 0 | 0 | 0 | 66 | 72 | 75 | 80 | 88 | 100 | 100 | 100 | 100 | 100 | 100 | 100 | 100 | 100 | 100 | 100 | 100 | 100 | 100 | 100 | 100 | 100 | 100 | 100 | NULL
23 |  | COM1 | USACE - Galveston | Plant Nursery, Inventory | 0 | 0 | 0 | 0 | 0 | 5 | 20 | 79 | 88 | 95 | 100 | 100 | 100 | 100 | 100 | 100 | 100 | 100 | 100 | 100 | 100 | 100 | 100 | 100 | 100 | 100 | 100 | 100 | 100 | NULL
24 |  | COM1 | USACE - Galveston | Paint Store, Inventory | 0 | 0 | 0 | 0 | 0 | 0 | 20 | 40 | 60 | 70 | 73 | 76 | 80 | 80 | 80 | 80 | 80 | 80 | 80 | 80 | 80 | 80 | 80 | 80 | 80 | 80 | 80 | 80 | 80 | NULL
25 |  | COM1 | USACE - Galveston | Pawn Shop, Inventory | 0 | 0 | 0 | 0 | 0 | 20 | 40 | 95 | 95 | 95 | 95 | 95 | 95 | 95 | 95 | 95 | 95 | 95 | 95 | 95 | 95 | 95 | 95 | 95 | 95 | 95 | 95 | 95 | 95 | NULL
26 |  | COM1 | USACE - Galveston | Remnant Shop, Inventory | 0 | 0 | 0 | 0 | 0 | 0 | 20 | 40 | 60 | 80 | 90 | 95 | 100 | 100 | 100 | 100 | 100 | 100 | 100 | 100 | 100 | 100 | 100 | 100 | 100 | 100 | 100 | 100 | 100 | NULL
27 |  | COM1 | USACE - Galveston | Service Station, Inventory | 0 | 0 | 0 | 0 | 0 | 25 | 42 | 62 | 90 | 100 | 100 | 100 | 100 | 100 | 100 | 100 | 100 | 100 | 100 | 100 | 100 | 100 | 100 | 100 | 100 | 100 | 100 | 100 | 100 | NULL
28 |  | COM1 | USACE - Galveston | Shoe Repair, Inventory | 0 | 0 | 0 | 0 | 0 | 10 | 23 | 35 | 48 | 60 | 74 | 87 | 100 | 100 | 100 | 100 | 100 | 100 | 100 | 100 | 100 | 100 | 100 | 100 | 100 | 100 | 100 | 100 | 100 | NULL
29 |  | COM1 | USACE - Galveston | Tractor Sales, Inventory | 0 | 0 | 0 | 0 | 0 | 6 | 17 | 29 | 44 | 59 | 70 | 77 | 81 | 84 | 88 | 92 | 95 | 99 | 100 | 100 | 100 | 100 | 100 | 100 | 100 | 100 | 100 | 100 | 100 | NULL
30 |  | COM1 | USACE - Galveston | Trailer Sales, Inventory | 0 | 0 | 0 | 0 | 0 | 18 | 37 | 60 | 80 | 100 | 100 | 100 | 100 | 100 | 100 | 100 | 100 | 100 | 100 | 100 | 100 | 100 | 100 | 100 | 100 | 100 | 100 | 100 | 100 | NULL
31 |  | COM1 | USACE - Galveston | Trophy Shop, Inventory | 0 | 0 | 0 | 0 | 0 | 1 | 5 | 12 | 31 | 66 | 82 | 92 | 100 | 100 | 100 | 100 | 100 | 100 | 100 | 100 | 100 | 100 | 100 | 100 | 100 | 100 | 100 | 100 | 100 | NULL
32 |  | COM1 | USACE - Galveston | Upholstery Shop, Inventory | 0 | 0 | 0 | 0 | 0 | 25 | 30 | 40 | 45 | 50 | 53 | 56 | 60 | 60 | 60 | 60 | 60 | 60 | 60 | 60 | 60 | 60 | 60 | 60 | 60 | 60 | 60 | 60 | 60 | NULL
33 |  | COM1 | USACE - Galveston | Used Appliances/Cloth, Inventory | 0 | 0 | 0 | 0 | 0 | 25 | 35 | 40 | 50 | 60 | 80 | 90 | 100 | 100 | 100 | 100 | 100 | 100 | 100 | 100 | 100 | 100 | 100 | 100 | 100 | 100 | 100 | 100 | 100 | NULL
34 |  | COM1 | USACE - Galveston | Used Furniture, Inventory | 0 | 0 | 0 | 0 | 0 | 0 | 10 | 30 | 45 | 65 | 80 | 80 | 85 | 85 | 90 | 90 | 90 | 90 | 90 | 90 | 90 | 90 | 90 | 90 | 90 | 90 | 90 | 90 | 90 | NULL
35 |  | COM1 | USACE - Galveston | Vacuum Cleaner Sales, Inventory | 0 | 0 | 0 | 0 | 0 | 70 | 80 | 90 | 95 | 97 | 100 | 100 | 100 | 100 | 100 | 100 | 100 | 100 | 100 | 100 | 100 | 100 | 100 | 100 | 100 | 100 | 100 | 100 | 100 | NULL
36 |  | COM1 | USACE - Galveston | Video Games, Inventory | 0 | 0 | 0 | 0 | 0 | 25 | 50 | 50 | 75 | 100 | 100 | 100 | 100 | 100 | 100 | 100 | 100 | 100 | 100 | 100 | 100 | 100 | 100 | 100 | 100 | 100 | 100 | 100 | 100 | NULL
37 |  | COM1 | USACE - Galveston | Medium Grocery, Inventory | 0 | 0 | 0 | 0 | 4 | 22 | 44 | 74 | 96 | 100 | 100 | 100 | 100 | 100 | 100 | 100 | 100 | 100 | 100 | 100 | 100 | 100 | 100 | 100 | 100 | 100 | 100 | 100 | 100 | NULL
38 |  | COM1 | USACE - Galveston | Mens Clothing, Inventory | 0 | 0 | 0 | 0 | 6 | 37 | 50 | 75 | 88 | 100 | 100 | 100 | 100 | 100 | 100 | 100 | 100 | 100 | 100 | 100 | 100 | 100 | 100 | 100 | 100 | 100 | 100 | 100 | 100 | NULL
39 |  | COM1 | USACE - Galveston | Hardware, Inventory | 0 | 0 | 0 | 0 | 8 | 33 | 52 | 70 | 75 | 88 | 100 | 100 | 100 | 100 | 100 | 100 | 100 | 100 | 100 | 100 | 100 | 100 | 100 | 100 | 100 | 100 | 100 | 100 | 100 | NULL
40 |  | COM1 | USACE - Galveston | Toy Store, Inventory | 0 | 0 | 0 | 0 | 10 | 20 | 40 | 70 | 85 | 90 | 95 | 100 | 100 | 100 | 100 | 100 | 100 | 100 | 100 | 100 | 100 | 100 | 100 | 100 | 100 | 100 | 100 | 100 | 100 | NULL
41 |  | COM1 | USACE - Galveston | Boat Sales/Service, Inventory | 0 | 0 | 0 | 0 | 13 | 24 | 43 | 82 | 95 | 100 | 100 | 100 | 100 | 100 | 100 | 100 | 100 | 100 | 100 | 100 | 100 | 100 | 100 | 100 | 100 | 100 | 100 | 100 | 100 | NULL
42 |  | COM1 | USACE - Galveston | Antique, Inventory | 0 | 0 | 0 | 0 | 20 | 75 | 78 | 85 | 90 | 95 | 100 | 100 | 100 | 100 | 100 | 100 | 100 | 100 | 100 | 100 | 100 | 100 | 100 | 100 | 100 | 100 | 100 | 100 | 100 | NULL
43 |  | COM1 | USACE - Galveston | Large Auto Dealer, Inventory | 0 | 0 | 0 | 0 | 20 | 50 | 90 | 95 | 98 | 100 | 100 | 100 | 100 | 100 | 100 | 100 | 100 | 100 | 100 | 100 | 100 | 100 | 100 | 100 | 100 | 100 | 100 | 100 | 100 | NULL
44 |  | COM1 | USACE - Galveston | Large Furniture, Inventory | 0 | 0 | 0 | 0 | 20 | 78 | 100 | 100 | 100 | 100 | 100 | 100 | 100 | 100 | 100 | 100 | 100 | 100 | 100 | 100 | 100 | 100 | 100 | 100 | 100 | 100 | 100 | 100 | 100 | NULL
45 |  | COM1 | USACE - Galveston | Bakery, Inventory | 0 | 0 | 0 | 0 | 55 | 65 | 90 | 100 | 100 | 100 | 100 | 100 | 100 | 100 | 100 | 100 | 100 | 100 | 100 | 100 | 100 | 100 | 100 | 100 | 100 | 100 | 100 | 100 | 100 | NULL
46 | 1 | COM2 | USACE - Galveston | Average Wholesale Trade, Inventory | 0 | 0 | 0 | 0 | 4 | 19 | 33 | 44 | 54 | 63 | 69 | 76 | 79 | 82 | 87 | 88 | 88 | 90 | 90 | 90 | 91 | 91 | 91 | 91 | 91 | 91 | 91 | 91 | 91 | NULL
47 |  | COM2 | USACE - Galveston | Auto Parts, Inventory | 0 | 0 | 0 | 0 | 0 | 18 | 30 | 59 | 70 | 90 | 100 | 100 | 100 | 100 | 100 | 100 | 100 | 100 | 100 | 100 | 100 | 100 | 100 | 100 | 100 | 100 | 100 | 100 | 100 | NULL
48 |  | COM2 | USACE - Galveston | Auto Parts/Mufflers, Inventory | 0 | 0 | 0 | 0 | 0 | 10 | 20 | 40 | 60 | 100 | 100 | 100 | 100 | 100 | 100 | 100 | 100 | 100 | 100 | 100 | 100 | 100 | 100 | 100 | 100 | 100 | 100 | 100 | 100 | NULL
49 |  | COM2 | USACE - Galveston | Food Warehouse, Inventory | 0 | 0 | 0 | 0 | 0 | 25 | 40 | 55 | 70 | 85 | 90 | 90 | 90 | 90 | 90 | 90 | 90 | 90 | 90 | 90 | 90 | 90 | 90 | 90 | 90 | 90 | 90 | 90 | 90 | NULL
50 |  | COM2 | USACE - Galveston | Jewelry, Inventory | 0 | 0 | 0 | 0 | 0 | 7 | 15 | 24 | 33 | 39 | 45 | 51 | 56 | 61 | 65 | 70 | 74 | 79 | 83 | 87 | 92 | 95 | 96 | 96 | 96 | 96 | 96 | 96 | 96 | NULL
51 |  | COM2 | USACE - Galveston | Lumber Yard, Inventory | 0 | 0 | 0 | 0 | 0 | 20 | 30 | 45 | 60 | 75 | 90 | 100 | 100 | 100 | 100 | 100 | 100 | 100 | 100 | 100 | 100 | 100 | 100 | 100 | 100 | 100 | 100 | 100 | 100 | NULL
52 |  | COM2 | USACE - Galveston | Medical Supplies, Inventory | 0 | 0 | 0 | 0 | 0 | 11 | 20 | 27 | 35 | 43 | 50 | 57 | 65 | 73 | 80 | 88 | 96 | 100 | 100 | 100 | 100 | 100 | 100 | 100 | 100 | 100 | 100 | 100 | 100 | NULL
53 |  | COM2 | USACE - Galveston | Municipal Storage Warehouse, Inventory | 0 | 0 | 0 | 0 | 0 | 11 | 16 | 19 | 21 | 23 | 28 | 35 | 47 | 67 | 85 | 90 | 90 | 90 | 90 | 90 | 90 | 90 | 90 | 90 | 90 | 90 | 90 | 90 | 90 | NULL
54 |  | COM2 | USACE - Galveston | Paper Products Warehouse, Inventory | 0 | 0 | 0 | 0 | 0 | 17 | 27 | 36 | 44 | 52 | 59 | 67 | 73 | 80 | 90 | 98 | 100 | 100 | 100 | 100 | 100 | 100 | 100 | 100 | 100 | 100 | 100 | 100 | 100 | NULL
55 |  | COM2 | USACE - Galveston | Safety Equipment, Inventory | 0 | 0 | 0 | 0 | 0 | 12 | 25 | 37 | 50 | 62 | 75 | 85 | 93 | 97 | 100 | 100 | 100 | 100 | 100 | 100 | 100 | 100 | 100 | 100 | 100 | 100 | 100 | 100 | 100 | NULL
56 |  | COM2 | USACE - Galveston | Sporting Goods, Inventory | 0 | 0 | 0 | 0 | 0 | 20 | 30 | 50 | 53 | 55 | 57 | 60 | 60 | 60 | 60 | 60 | 60 | 60 | 60 | 60 | 60 | 60 | 60 | 60 | 60 | 60 | 60 | 60 | 60 | NULL
57 |  | COM2 | USACE - Galveston | Sporting Goods Warehouse, Inventory | 0 | 0 | 0 | 0 | 0 | 35 | 50 | 63 | 75 | 87 | 100 | 100 | 100 | 100 | 100 | 100 | 100 | 100 | 100 | 100 | 100 | 100 | 100 | 100 | 100 | 100 | 100 | 100 | 100 | NULL
58 |  | COM2 | USACE - Galveston | Chemical Storage, Inventory | 0 | 0 | 0 | 0 | 0 | 15 | 20 | 30 | 40 | 50 | 60 | 80 | 100 | 100 | 100 | 100 | 100 | 100 | 100 | 100 | 100 | 100 | 100 | 100 | 100 | 100 | 100 | 100 | 100 | NULL
59 |  | COM2 | USACE - Galveston | Machine Parts Storage, Inventory | 0 | 0 | 0 | 0 | 0 | 20 | 30 | 40 | 50 | 50 | 50 | 75 | 75 | 75 | 100 | 100 | 100 | 100 | 100 | 100 | 100 | 100 | 100 | 100 | 100 | 100 | 100 | 100 | 100 | NULL
60 |  | COM2 | USACE - Galveston | T.V. Repair, Inventory | 0 | 0 | 0 | 0 | 100 | 100 | 100 | 100 | 100 | 100 | 100 | 100 | 100 | 100 | 100 | 100 | 100 | 100 | 100 | 100 | 100 | 100 | 100 | 100 | 100 | 100 | 100 | 100 | 100 | NULL
61 |  | COM2 | USACE - Galveston | Trailer Parts, Inventory | 0 | 0 | 0 | 0 | 0 | 0 | 8 | 16 | 28 | 32 | 40 | 43 | 46 | 50 | 50 | 50 | 50 | 50 | 50 | 50 | 50 | 50 | 50 | 50 | 50 | 50 | 50 | 50 | 50 | NULL
62 |  | COM2 | USACE - Galveston | Warehouse, Inventory | 0 | 0 | 0 | 0 | 0 | 11 | 16 | 19 | 21 | 23 | 28 | 35 | 47 | 67 | 100 | 100 | 100 | 100 | 100 | 100 | 100 | 100 | 100 | 100 | 100 | 100 | 100 | 100 | 100 | NULL
63 |  | COM2 | USACE - Galveston | Beer Warehouse, Inventory | 0 | 0 | 0 | 0 | 0 | 20 | 100 | 100 | 100 | 100 | 100 | 100 | 100 | 100 | 100 | 100 | 100 | 100 | 100 | 100 | 100 | 100 | 100 | 100 | 100 | 100 | 100 | 100 | 100 | NULL
64 |  | COM2 | USACE - Galveston | Bottled Glass Warehouse, Inventory | 0 | 0 | 0 | 0 | 0 | 10 | 10 | 10 | 10 | 10 | 10 | 20 | 20 | 20 | 20 | 20 | 20 | 30 | 30 | 30 | 30 | 30 | 30 | 30 | 30 | 30 | 30 | 30 | 30 | NULL
65 |  | COM2 | USACE - Galveston | Cement Warehouse, Inventory | 0 | 0 | 0 | 0 | 0 | 20 | 40 | 60 | 80 | 100 | 100 | 100 | 100 | 100 | 100 | 100 | 100 | 100 | 100 | 100 | 100 | 100 | 100 | 100 | 100 | 100 | 100 | 100 | 100 | NULL
66 |  | COM2 | USACE - Galveston | Detergents Warehouse, Inventory | 0 | 0 | 0 | 0 | 0 | 25 | 50 | 75 | 100 | 100 | 100 | 100 | 100 | 100 | 100 | 100 | 100 | 100 | 100 | 100 | 100 | 100 | 100 | 100 | 100 | 100 | 100 | 100 | 100 | NULL
67 |  | COM2 | USACE - Galveston | Heacvy Machinery Warehouse, Inventory | 0 | 0 | 0 | 0 | 0 | 10 | 25 | 25 | 35 | 40 | 50 | 75 | 75 | 75 | 75 | 75 | 75 | 85 | 85 | 90 | 90 | 90 | 90 | 90 | 90 | 90 | 90 | 90 | 90 | NULL
68 |  | COM2 | USACE - Galveston | Petroleum Warehouse, Inventory | 0 | 0 | 0 | 0 | 0 | 0 | 0 | 10 | 20 | 40 | 60 | 80 | 80 | 80 | 80 | 80 | 80 | 80 | 80 | 80 | 80 | 80 | 80 | 80 | 80 | 80 | 80 | 80 | 80 | NULL
69 |  | COM2 | USACE - Galveston | Western Auto, Inventory | 0 | 0 | 0 | 0 | 0 | 23 | 50 | 75 | 87 | 100 | 100 | 100 | 100 | 100 | 100 | 100 | 100 | 100 | 100 | 100 | 100 | 100 | 100 | 100 | 100 | 100 | 100 | 100 | 100 | NULL
70 | 1 | IND1 | USACE - Galveston | Average Heavy Industrial, Inventory | 0 | 0 | 0 | 0 | 1 | 18 | 29 | 40 | 49 | 53 | 57 | 61 | 63 | 66 | 66 | 66 | 67 | 69 | 69 | 69 | 70 | 70 | 70 | 70 | 70 | 71 | 71 | 71 | 71 | NULL
71 |  | IND1 | USACE - Galveston | Cabinet Shop Mfg, Inventory | 0 | 0 | 0 | 0 | 0 | 2 | 4 | 8 | 10 | 11 | 12 | 13 | 15 | 15 | 15 | 15 | 15 | 15 | 15 | 15 | 15 | 15 | 15 | 15 | 15 | 15 | 15 | 15 | 15 | NULL
72 |  | IND1 | USACE - Galveston | Door Mfg, Inventory | 0 | 0 | 0 | 0 | 0 | 20 | 40 | 80 | 100 | 100 | 100 | 100 | 100 | 100 | 100 | 100 | 100 | 100 | 100 | 100 | 100 | 100 | 100 | 100 | 100 | 100 | 100 | 100 | 100 | NULL
73 |  | IND1 | USACE - Galveston | Fabrication Shop, Inventory | 0 | 0 | 0 | 0 | 0 | 10 | 20 | 30 | 40 | 50 | 60 | 70 | 75 | 80 | 80 | 80 | 80 | 80 | 80 | 80 | 80 | 80 | 80 | 80 | 80 | 80 | 80 | 80 | 80 | NULL
74 |  | IND1 | USACE - Galveston | Heat Exchanger Mfg, Inventory | 0 | 0 | 0 | 0 | 0 | 11 | 15 | 17 | 19 | 21 | 23 | 24 | 26 | 28 | 29 | 32 | 34 | 36 | 38 | 39 | 41 | 43 | 45 | 47 | 49 | 51 | 53 | 55 | 57 | NULL
75 |  | IND1 | USACE - Galveston | Lock Shop, Inventory | 0 | 0 | 0 | 0 | 8 | 33 | 52 | 70 | 75 | 88 | 100 | 100 | 100 | 100 | 100 | 100 | 100 | 100 | 100 | 100 | 100 | 100 | 100 | 100 | 100 | 100 | 100 | 100 | 100 | NULL
76 |  | IND1 | USACE - Galveston | Heavy Machine Shop, Inventory | 0 | 0 | 0 | 0 | 0 | 2 | 5 | 10 | 15 | 20 | 25 | 30 | 40 | 50 | 50 | 50 | 50 | 50 | 50 | 50 | 50 | 50 | 50 | 50 | 50 | 50 | 50 | 50 | 50 | NULL
77 |  | IND1 | USACE - Galveston | Light Machine Shop, Inventory | 0 | 0 | 0 | 0 | 0 | 8 | 12 | 18 | 27 | 35 | 42 | 42 | 42 | 55 | 55 | 55 | 65 | 65 | 70 | 70 | 70 | 70 | 70 | 70 | 70 | 70 | 70 | 70 | 70 | NULL
78 |  | IND1 | USACE - Galveston | Metal Coatings Serv., Inventory | 0 | 0 | 0 | 0 | 0 | 75 | 100 | 100 | 100 | 100 | 100 | 100 | 100 | 100 | 100 | 100 | 100 | 100 | 100 | 100 | 100 | 100 | 100 | 100 | 100 | 100 | 100 | 100 | 100 | NULL
79 |  | IND1 | USACE - Galveston | Metal Recycling, Inventory | 0 | 0 | 0 | 0 | 0 | 0 | 0 | 10 | 20 | 20 | 20 | 40 | 40 | 40 | 40 | 40 | 40 | 50 | 50 | 50 | 50 | 50 | 50 | 50 | 50 | 50 | 50 | 50 | 50 | NULL
80 |  | IND1 | USACE - Galveston | Machine Research Lab, Inventory | 0 | 0 | 0 | 0 | 0 | 20 | 40 | 60 | 80 | 85 | 90 | 90 | 90 | 90 | 90 | 90 | 90 | 90 | 90 | 90 | 90 | 90 | 90 | 90 | 90 | 90 | 90 | 90 | 90 | NULL
81 | 1 | IND2 | USACE - Galveston | Average Light Industrial, Inventory | 0 | 0 | 0 | 0 | 0 | 14 | 33 | 48 | 57 | 63 | 67 | 70 | 74 | 75 | 76 | 77 | 78 | 81 | 81 | 81 | 83 | 83 | 84 | 84 | 84 | 84 | 85 | 85 | 85 | NULL
82 |  | IND2 | USACE - Galveston | Battery Mfg, Inventory | 0 | 0 | 0 | 0 | 0 | 10 | 10 | 15 | 15 | 20 | 20 | 25 | 25 | 30 | 30 | 30 | 30 | 40 | 40 | 40 | 50 | 50 | 50 | 50 | 50 | 50 | 50 | 50 | 50 | NULL
83 |  | IND2 | USACE - Galveston | Electronic Equip Mfg, Inventory | 0 | 0 | 0 | 0 | 0 | 25 | 40 | 55 | 70 | 85 | 100 | 100 | 100 | 100 | 100 | 100 | 100 | 100 | 100 | 100 | 100 | 100 | 100 | 100 | 100 | 100 | 100 | 100 | 100 | NULL
84 |  | IND2 | USACE - Galveston | Frame Shop, Inventory | 0 | 0 | 0 | 0 | 0 | 16 | 45 | 80 | 88 | 93 | 95 | 98 | 100 | 100 | 100 | 100 | 100 | 100 | 100 | 100 | 100 | 100 | 100 | 100 | 100 | 100 | 100 | 100 | 100 | NULL
85 |  | IND2 | USACE - Galveston | Furniture Mfg, Inventory | 0 | 0 | 0 | 0 | 0 | 0 | 40 | 50 | 60 | 70 | 80 | 90 | 100 | 100 | 100 | 100 | 100 | 100 | 100 | 100 | 100 | 100 | 100 | 100 | 100 | 100 | 100 | 100 | 100 | NULL
86 |  | IND2 | USACE - Galveston | Instrument Mfg, Inventory | 0 | 0 | 0 | 0 | 0 | 30 | 50 | 61 | 73 | 82 | 90 | 97 | 100 | 100 | 100 | 100 | 100 | 100 | 100 | 100 | 100 | 100 | 100 | 100 | 100 | 100 | 100 | 100 | 100 | NULL
87 |  | IND2 | USACE - Galveston | Leather Goods Mfg, Inventory | 0 | 0 | 0 | 0 | 0 | 7 | 12 | 16 | 20 | 23 | 26 | 27 | 29 | 30 | 30 | 36 | 39 | 41 | 44 | 46 | 49 | 51 | 54 | 57 | 60 | 63 | 66 | 69 | 72 | NULL
88 |  | IND2 | USACE - Galveston | Industrial Loading Dock, Inventory | 0 | 0 | 0 | 0 | 0 | 10 | 10 | 10 | 10 | 10 | 10 | 10 | 20 | 20 | 20 | 20 | 20 | 30 | 30 | 30 | 40 | 40 | 40 | 40 | 40 | 40 | 40 | 40 | 40 | NULL
89 |  | IND2 | USACE - Galveston | Industrial Locker Bldg, Inventory | 0 | 0 | 0 | 0 | 5 | 25 | 55 | 75 | 90 | 100 | 100 | 100 | 100 | 100 | 100 | 100 | 100 | 100 | 100 | 100 | 100 | 100 | 100 | 100 | 100 | 100 | 100 | 100 | 100 | NULL
90 |  | IND2 | USACE - Galveston | Newspaper Sales Office, Inventory | 0 | 0 | 0 | 0 | 0 | 17 | 46 | 100 | 100 | 100 | 100 | 100 | 100 | 100 | 100 | 100 | 100 | 100 | 100 | 100 | 100 | 100 | 100 | 100 | 100 | 100 | 100 | 100 | 100 | NULL
91 |  | IND2 | USACE - Galveston | Manufacturing Facility Office, Inventory | 0 | 0 | 0 | 0 | 0 | 0 | 16 | 21 | 30 | 40 | 45 | 50 | 60 | 75 | 85 | 90 | 90 | 100 | 100 | 100 | 100 | 100 | 100 | 100 | 100 | 100 | 100 | 100 | 100 | NULL
92 |  | IND2 | USACE - Galveston | Commercial Printing, Inventory | 0 | 0 | 0 | 0 | 0 | 10 | 35 | 50 | 70 | 73 | 75 | 75 | 75 | 75 | 75 | 75 | 75 | 75 | 75 | 75 | 75 | 75 | 75 | 75 | 75 | 75 | 75 | 75 | 75 | NULL
93 | 1 | IND3 | USACE - Galveston | Average Food/Drugs/Chemicals, Inventory | 0 | 0 | 0 | 0 | 4 | 24 | 57 | 66 | 74 | 79 | 81 | 82 | 83 | 86 | 87 | 89 | 91 | 92 | 92 | 94 | 95 | 96 | 96 | 97 | 97 | 97 | 97 | 97 | 97 | NULL
94 |  | IND3 | USACE - Galveston | Chemical Plant, Inventory | 0 | 0 | 0 | 0 | 0 | 25 | 50 | 75 | 100 | 100 | 100 | 100 | 100 | 100 | 100 | 100 | 100 | 100 | 100 | 100 | 100 | 100 | 100 | 100 | 100 | 100 | 100 | 100 | 100 | NULL
95 |  | IND3 | USACE - Galveston | Chemical Plant Bonding, Inventory | 0 | 0 | 0 | 0 | 0 | 0 | 100 | 100 | 100 | 100 | 100 | 100 | 100 | 100 | 100 | 100 | 100 | 100 | 100 | 100 | 100 | 100 | 100 | 100 | 100 | 100 | 100 | 100 | 100 | NULL
96 |  | IND3 | USACE - Galveston | Chemical refinery, Inventory | 0 | 0 | 0 | 0 | 0 | 30 | 100 | 100 | 100 | 100 | 100 | 100 | 100 | 100 | 100 | 100 | 100 | 100 | 100 | 100 | 100 | 100 | 100 | 100 | 100 | 100 | 100 | 100 | 100 | NULL
97 |  | IND3 | USACE - Galveston | Deodorizer Bldg, Inventory | 0 | 0 | 0 | 0 | 0 | 25 | 50 | 75 | 75 | 90 | 90 | 90 | 90 | 100 | 100 | 100 | 100 | 100 | 100 | 100 | 100 | 100 | 100 | 100 | 100 | 100 | 100 | 100 | 100 | NULL
98 |  | IND3 | USACE - Galveston | Feed Mill, Inventory | 0 | 0 | 0 | 0 | 0 | 0 | 0 | 0 | 20 | 22 | 24 | 26 | 28 | 30 | 30 | 30 | 30 | 30 | 30 | 50 | 55 | 60 | 60 | 60 | 60 | 60 | 60 | 60 | 60 | NULL
99 |  | IND3 | USACE - Galveston | Food Processor, Inventory | 0 | 0 | 0 | 0 | 50 | 100 | 100 | 100 | 100 | 100 | 100 | 100 | 100 | 100 | 100 | 100 | 100 | 100 | 100 | 100 | 100 | 100 | 100 | 100 | 100 | 100 | 100 | 100 | 100 | NULL
100 |  | IND3 | USACE - Galveston | Chemical Laboratory, Inventory | 0 | 0 | 0 | 0 | 0 | 43 | 60 | 60 | 60 | 60 | 70 | 70 | 80 | 80 | 90 | 90 | 100 | 100 | 100 | 100 | 100 | 100 | 100 | 100 | 100 | 100 | 100 | 100 | 100 | NULL
101 |  | IND3 | USACE - Galveston | Detergent Manuf. Facil., Inventory | 0 | 0 | 0 | 0 | 0 | 25 | 40 | 55 | 70 | 85 | 90 | 90 | 90 | 90 | 90 | 100 | 100 | 100 | 100 | 100 | 100 | 100 | 100 | 100 | 100 | 100 | 100 | 100 | 100 | NULL
102 |  | IND3 | USACE - Galveston | Meat Packing, Inventory | 0 | 0 | 0 | 0 | 0 | 0 | 100 | 100 | 100 | 100 | 100 | 100 | 100 | 100 | 100 | 100 | 100 | 100 | 100 | 100 | 100 | 100 | 100 | 100 | 100 | 100 | 100 | 100 | 100 | NULL
103 |  | IND3 | USACE - Galveston | Detergent Mixer Bldg, Inventory | 0 | 0 | 0 | 0 | 0 | 25 | 50 | 75 | 100 | 100 | 100 | 100 | 100 | 100 | 100 | 100 | 100 | 100 | 100 | 100 | 100 | 100 | 100 | 100 | 100 | 100 | 100 | 100 | 100 | NULL
104 |  | IND3 | USACE - Galveston | Plastic Mfg, Inventory | 0 | 0 | 0 | 0 | 0 | 17 | 30 | 40 | 47 | 55 | 62 | 67 | 72 | 77 | 80 | 92 | 99 | 100 | 100 | 100 | 100 | 100 | 100 | 100 | 100 | 100 | 100 | 100 | 100 | NULL
105 |  | IND3 | USACE - Galveston | Caustic Material Refinery, Inventory | 0 | 0 | 0 | 0 | 0 | 0 | 0 | 10 | 20 | 30 | 30 | 40 | 40 | 50 | 50 | 60 | 60 | 70 | 70 | 80 | 80 | 90 | 90 | 100 | 100 | 100 | 100 | 100 | 100 | NULL
106 | 1 | IND4 | USACE - Galveston | Average Metals/Minerals Processing, Inventory | 0 | 0 | 0 | 0 | 28 | 33 | 36 | 39 | 43 | 47 | 50 | 57 | 62 | 66 | 68 | 71 | 75 | 75 | 75 | 75 | 75 | 75 | 75 | 75 | 75 | 75 | 75 | 75 | 75 | NULL
107 |  | IND4 | USACE - Galveston | Foundry, Inventory | 0 | 0 | 0 | 0 | 11 | 16 | 19 | 21 | 23 | 28 | 35 | 47 | 50 | 50 | 50 | 50 | 50 | 50 | 50 | 50 | 50 | 50 | 50 | 50 | 50 | 50 | 50 | 50 | 50 | NULL
108 |  | IND4 | USACE - Galveston | Lead Refinery, Inventory | 0 | 0 | 0 | 0 | 0 | 16 | 21 | 30 | 40 | 45 | 50 | 60 | 75 | 85 | 90 | 90 | 90 | 90 | 90 | 90 | 90 | 90 | 90 | 90 | 90 | 90 | 90 | 90 | 90 | NULL
109 |  | IND4 | USACE - Galveston | Sand & Gravel, Inventory | 0 | 0 | 0 | 0 | 0 | 1 | 3 | 6 | 10 | 13 | 16 | 19 | 24 | 27 | 30 | 45 | 60 | 60 | 60 | 60 | 60 | 60 | 60 | 60 | 60 | 60 | 60 | 60 | 60 | NULL
110 |  | IND4 | USACE - Galveston | Sheet Metal, Inventory | 0 | 0 | 0 | 0 | 100 | 100 | 100 | 100 | 100 | 100 | 100 | 100 | 100 | 100 | 100 | 100 | 100 | 100 | 100 | 100 | 100 | 100 | 100 | 100 | 100 | 100 | 100 | 100 | 100 | NULL
111 | 1 | IND5 | USACE - Galveston | Average High Technology, Inventory | 0 | 0 | 0 | 0 | 4 | 24 | 57 | 66 | 74 | 79 | 81 | 82 | 83 | 86 | 87 | 89 | 91 | 92 | 92 | 94 | 95 | 96 | 96 | 97 | 97 | 97 | 97 | 97 | 97 | IND3 default
112 | 1 | IND6 | USACE - Galveston | Average Construction, Inventory | 0 | 0 | 0 | 0 | 0 | 31 | 45 | 54 | 60 | 65 | 70 | 74 | 78 | 81 | 84 | 89 | 90 | 91 | 92 | 93 | 94 | 95 | 97 | 98 | 99 | 100 | 100 | 100 | 100 | NULL
113 |  | IND6 | USACE - Galveston | Carpet Tile Flooring, Inventory | 0 | 0 | 0 | 0 | 0 | 70 | 90 | 100 | 100 | 100 | 100 | 100 | 100 | 100 | 100 | 100 | 100 | 100 | 100 | 100 | 100 | 100 | 100 | 100 | 100 | 100 | 100 | 100 | 100 | NULL
114 |  | IND6 | USACE - Galveston | Roofing Contractor, Inventory | 0 | 0 | 0 | 0 | 0 | 10 | 20 | 27 | 36 | 43 | 48 | 53 | 57 | 59 | 60 | 66 | 69 | 72 | 76 | 79 | 83 | 86 | 90 | 93 | 97 | 100 | 100 | 100 | 100 | NULL
115 |  | IND6 | USACE - Galveston | Plumbing Co, Inventory | 0 | 0 | 0 | 0 | 0 | 14 | 25 | 35 | 44 | 53 | 61 | 69 | 77 | 85 | 93 | 100 | 100 | 100 | 100 | 100 | 100 | 100 | 100 | 100 | 100 | 100 | 100 | 100 | 100 | NULL
116 | 1 | AGR1 | USACE - Galveston | Agriculture/Dairy Processing, Inventory | 0 | 0 | 0 | 0 | 0 | 25 | 50 | 75 | 100 | 100 | 100 | 100 | 100 | 100 | 100 | 100 | 100 | 100 | 100 | 100 | 100 | 100 | 100 | 100 | 100 | 100 | 100 | 100 | 100 | NULL

## SOoccupId_Occ_Xref
SOccupId | Occupancy | NumStories | NumStoriesInt | Basement | SortOrder
R11B | RES1 | 1 Story | 1 | 1 | 102
R11N | RES1 | 1 Story | 1 | 0 | 101
R12B | RES1 | 2 Story | 2 | 1 | 104
R12N | RES1 | 2 Story | 2 | 0 | 103
R13B | RES1 | 3 Story | >2 | 1 | 106
R13N | RES1 | 3 Story | >2 | 0 | 105
R1SB | RES1 | Split Level | 99 | 1 | 108
R1SN | RES1 | Split Level | 99 | 0 | 107
R21B | RES2 | 1 Story | any | 1 | 110
R21N | RES2 | 1 Story | any | 0 | 109
R3A1B | RES3A | 1to2 Stories | <3 | 1 | 212
R3A1N | RES3A | 1to2 Stories | <3 | 0 | 211
R3A3B | RES3A | 3to4 Stories | 3-4 | 1 | 214
R3A3N | RES3A | 3to4 Stories | 3-4 | 0 | 213
R3A5B | RES3A | 5Plus Stories | >4 | 1 | 216
R3A5N | RES3A | 5Plus Stories | >4 | 0 | 215
R3B1B | RES3B | 1to2 Stories | <3 | 1 | 218
R3B1N | RES3B | 1to2 Stories | <3 | 0 | 217
R3B3B | RES3B | 3to4 Stories | 3-4 | 1 | 220
R3B3N | RES3B | 3to4 Stories | 3-4 | 0 | 219
R3B5B | RES3B | 5Plus Stories | >4 | 1 | 222
R3B5N | RES3B | 5Plus Stories | >4 | 0 | 221
R3C1B | RES3C | 1to2 Stories | <3 | 1 | 224
R3C1N | RES3C | 1to2 Stories | <3 | 0 | 223
R3C3B | RES3C | 3to4 Stories | 3-4 | 1 | 226
R3C3N | RES3C | 3to4 Stories | 3-4 | 0 | 225
R3C5B | RES3C | 5Plus Stories | >4 | 1 | 228
R3C5N | RES3C | 5Plus Stories | >4 | 0 | 227
R3D1B | RES3D | 1to2 Stories | <3 | 1 | 230
R3D1N | RES3D | 1to2 Stories | <3 | 0 | 229
R3D3B | RES3D | 3to4 Stories | 3-4 | 1 | 232
R3D3N | RES3D | 3to4 Stories | 3-4 | 0 | 231
R3D5B | RES3D | 5Plus Stories | >4 | 1 | 234
R3D5N | RES3D | 5Plus Stories | >4 | 0 | 233
R3E1B | RES3E | 1to2 Stories | <3 | 1 | 236
R3E1N | RES3E | 1to2 Stories | <3 | 0 | 235
R3E3B | RES3E | 3to4 Stories | 3-4 | 1 | 238
R3E3N | RES3E | 3to4 Stories | 3-4 | 0 | 237
R3E5B | RES3E | 5Plus Stories | >4 | 1 | 240
R3E5N | RES3E | 5Plus Stories | >4 | 0 | 239
R3F1B | RES3F | 1to2 Stories | <3 | 1 | 242
R3F1N | RES3F | 1to2 Stories | <3 | 0 | 241
R3F3B | RES3F | 3to4 Stories | 3-4 | 1 | 244
R3F3N | RES3F | 3to4 Stories | 3-4 | 0 | 243
R3F5B | RES3F | 5Plus Stories | >4 | 1 | 246
R3F5N | RES3F | 5Plus Stories | >4 | 0 | 245
A1HB | AGR1 | High Rise | >7 | 1 | 456
A1HN | AGR1 | High Rise | >7 | 0 | 455
A1LB | AGR1 | Low Rise | <4 | 1 | 452
A1LN | AGR1 | Low Rise | <4 | 0 | 451
A1MB | AGR1 | Mid Rise | 4-7 | 1 | 454
A1MN | AGR1 | Mid Rise | 4-7 | 0 | 453
C10HB | COM10 | High Rise | >7 | 1 | 414
C10HN | COM10 | High Rise | >7 | 0 | 413
C10LB | COM10 | Low Rise | <4 | 1 | 410
C10LN | COM10 | Low Rise | <4 | 0 | 409
C10MB | COM10 | Mid Rise | 4-7 | 1 | 412
C10MN | COM10 | Mid Rise | 4-7 | 0 | 411
C1HB | COM1 | High Rise | >7 | 1 | 360
C1HN | COM1 | High Rise | >7 | 0 | 359
C1LB | COM1 | Low Rise | <4 | 1 | 356
C1LN | COM1 | Low Rise | <4 | 0 | 355
C1MB | COM1 | Mid Rise | 4-7 | 1 | 358
C1MN | COM1 | Mid Rise | 4-7 | 0 | 357
C2HB | COM2 | High Rise | >7 | 1 | 366
C2HN | COM2 | High Rise | >7 | 0 | 365
C2LB | COM2 | Low Rise | <4 | 1 | 362
C2LN | COM2 | Low Rise | <4 | 0 | 361
C2MB | COM2 | Mid Rise | 4-7 | 1 | 364
C2MN | COM2 | Mid Rise | 4-7 | 0 | 363
C3HB | COM3 | High Rise | >7 | 1 | 372
C3HN | COM3 | High Rise | >7 | 0 | 371
C3LB | COM3 | Low Rise | <4 | 1 | 368
C3LN | COM3 | Low Rise | <4 | 0 | 367
C3MB | COM3 | Mid Rise | 4-7 | 1 | 370
C3MN | COM3 | Mid Rise | 4-7 | 0 | 369
C4HB | COM4 | High Rise | >7 | 1 | 378
C4HN | COM4 | High Rise | >7 | 0 | 377
C4LB | COM4 | Low Rise | <4 | 1 | 374
C4LN | COM4 | Low Rise | <4 | 0 | 373
C4MB | COM4 | Mid Rise | 4-7 | 1 | 376
C4MN | COM4 | Mid Rise | 4-7 | 0 | 375
C5HB | COM5 | High Rise | >7 | 1 | 384
C5HN | COM5 | High Rise | >7 | 0 | 383
C5LB | COM5 | Low Rise | <4 | 1 | 380
C5LN | COM5 | Low Rise | <4 | 0 | 379
C5MB | COM5 | Mid Rise | 4-7 | 1 | 382
C5MN | COM5 | Mid Rise | 4-7 | 0 | 381
C6HB | COM6 | High Rise | >7 | 1 | 390
C6HN | COM6 | High Rise | >7 | 0 | 389
C6LB | COM6 | Low Rise | <4 | 1 | 386
C6LN | COM6 | Low Rise | <4 | 0 | 385
C6MB | COM6 | Mid Rise | 4-7 | 1 | 388
C6MN | COM6 | Mid Rise | 4-7 | 0 | 387
C7HB | COM7 | High Rise | >7 | 1 | 396
C7HN | COM7 | High Rise | >7 | 0 | 395
C7LB | COM7 | Low Rise | <4 | 1 | 392
C7LN | COM7 | Low Rise | <4 | 0 | 391
C7MB | COM7 | Mid Rise | 4-7 | 1 | 394
C7MN | COM7 | Mid Rise | 4-7 | 0 | 393
C8HB | COM8 | High Rise | >7 | 1 | 402
C8HN | COM8 | High Rise | >7 | 0 | 401
C8LB | COM8 | Low Rise | <4 | 1 | 398
C8LN | COM8 | Low Rise | <4 | 0 | 397
C8MB | COM8 | Mid Rise | 4-7 | 1 | 400
C8MN | COM8 | Mid Rise | 4-7 | 0 | 399
C9HB | COM9 | High Rise | >7 | 1 | 408
C9HN | COM9 | High Rise | >7 | 0 | 407
C9LB | COM9 | Low Rise | <4 | 1 | 404
C9LN | COM9 | Low Rise | <4 | 0 | 403
C9MB | COM9 | Mid Rise | 4-7 | 1 | 406
C9MN | COM9 | Mid Rise | 4-7 | 0 | 405
E1HB | EDU1 | High Rise | >7 | 1 | 480
E1HN | EDU1 | High Rise | >7 | 0 | 479
E1LB | EDU1 | Low Rise | <4 | 1 | 476
E1LN | EDU1 | Low Rise | <4 | 0 | 475
E1MB | EDU1 | Mid Rise | 4-7 | 1 | 478
E1MN | EDU1 | Mid Rise | 4-7 | 0 | 477
E2HB | EDU2 | High Rise | >7 | 1 | 486
E2HN | EDU2 | High Rise | >7 | 0 | 485
E2LB | EDU2 | Low Rise | <4 | 1 | 482
E2LN | EDU2 | Low Rise | <4 | 0 | 481
E2MB | EDU2 | Mid Rise | 4-7 | 1 | 484
E2MN | EDU2 | Mid Rise | 4-7 | 0 | 483
G1HB | GOV1 | High Rise | >7 | 1 | 468
G1HN | GOV1 | High Rise | >7 | 0 | 467
G1LB | GOV1 | Low Rise | <4 | 1 | 464
G1LN | GOV1 | Low Rise | <4 | 0 | 463
G1MB | GOV1 | Mid Rise | 4-7 | 1 | 466
G1MN | GOV1 | Mid Rise | 4-7 | 0 | 465
G2HB | GOV2 | High Rise | >7 | 1 | 474
G2HN | GOV2 | High Rise | >7 | 0 | 473
G2LB | GOV2 | Low Rise | <4 | 1 | 470
G2LN | GOV2 | Low Rise | <4 | 0 | 469
G2MB | GOV2 | Mid Rise | 4-7 | 1 | 472
G2MN | GOV2 | Mid Rise | 4-7 | 0 | 471
I1HB | IND1 | High Rise | >7 | 1 | 420
I1HN | IND1 | High Rise | >7 | 0 | 419
I1LB | IND1 | Low Rise | <4 | 1 | 416
I1LN | IND1 | Low Rise | <4 | 0 | 415
I1MB | IND1 | Mid Rise | 4-7 | 1 | 418
I1MN | IND1 | Mid Rise | 4-7 | 0 | 417
I2HB | IND2 | High Rise | >7 | 1 | 426
I2HN | IND2 | High Rise | >7 | 0 | 425
I2LB | IND2 | Low Rise | <4 | 1 | 422
I2LN | IND2 | Low Rise | <4 | 0 | 421
I2MB | IND2 | Mid Rise | 4-7 | 1 | 424
I2MN | IND2 | Mid Rise | 4-7 | 0 | 423
I3HB | IND3 | High Rise | >7 | 1 | 432
I3HN | IND3 | High Rise | >7 | 0 | 431
I3LB | IND3 | Low Rise | <4 | 1 | 428
I3LN | IND3 | Low Rise | <4 | 0 | 427
I3MB | IND3 | Mid Rise | 4-7 | 1 | 430
I3MN | IND3 | Mid Rise | 4-7 | 0 | 429
I4HB | IND4 | High Rise | >7 | 1 | 438
I4HN | IND4 | High Rise | >7 | 0 | 437
I4LB | IND4 | Low Rise | <4 | 1 | 434
I4LN | IND4 | Low Rise | <4 | 0 | 433
I4MB | IND4 | Mid Rise | 4-7 | 1 | 436
I4MN | IND4 | Mid Rise | 4-7 | 0 | 435
I5HB | IND5 | High Rise | >7 | 1 | 444
I5HN | IND5 | High Rise | >7 | 0 | 443
I5LB | IND5 | Low Rise | <4 | 1 | 440
I5LN | IND5 | Low Rise | <4 | 0 | 439
I5MB | IND5 | Mid Rise | 4-7 | 1 | 442
I5MN | IND5 | Mid Rise | 4-7 | 0 | 441
I6HB | IND6 | High Rise | >7 | 1 | 450
I6HN | IND6 | High Rise | >7 | 0 | 449
I6LB | IND6 | Low Rise | <4 | 1 | 446
I6LN | IND6 | Low Rise | <4 | 0 | 445
I6MB | IND6 | Mid Rise | 4-7 | 1 | 448
I6MN | IND6 | Mid Rise | 4-7 | 0 | 447
R4HB | RES4 | High Rise | >7 | 1 | 342
R4HN | RES4 | High Rise | >7 | 0 | 341
R4LB | RES4 | Low Rise | <4 | 1 | 338
R4LN | RES4 | Low Rise | <4 | 0 | 337
R4MB | RES4 | Mid Rise | 4-7 | 1 | 340
R4MN | RES4 | Mid Rise | 4-7 | 0 | 339
R5HB | RES5 | High Rise | >7 | 1 | 348
R5HN | RES5 | High Rise | >7 | 0 | 347
R5LB | RES5 | Low Rise | <4 | 1 | 344
R5LN | RES5 | Low Rise | <4 | 0 | 343
R5MB | RES5 | Mid Rise | 4-7 | 1 | 346
R5MN | RES5 | Mid Rise | 4-7 | 0 | 345
R6HB | RES6 | High Rise | >7 | 1 | 354
R6HN | RES6 | High Rise | >7 | 0 | 353
R6LB | RES6 | Low Rise | <4 | 1 | 350
R6LN | RES6 | Low Rise | <4 | 0 | 349
R6MB | RES6 | Mid Rise | 4-7 | 1 | 352
R6MN | RES6 | Mid Rise | 4-7 | 0 | 351
RE1HB | REL1 | High Rise | >7 | 1 | 462
RE1HN | REL1 | High Rise | >7 | 0 | 461
RE1LB | REL1 | Low Rise | <4 | 1 | 458
RE1LN | REL1 | Low Rise | <4 | 0 | 457
RE1MB | REL1 | Mid Rise | 4-7 | 1 | 460
RE1MN | REL1 | Mid Rise | 4-7 | 0 | 459

## flBldgStructDmgFinal
SOccupId | BldgDmgFnId | DefaultFn | Selected | Editable | HazardR | HazardCA | HazardCV
R12N | 107 | 1 | 0 | 0 | 1 | 1 | 0
R12B | 108 | 1 | 0 | 0 | 1 | 1 | 0
R13N | 109 | 1 | 0 | 0 | 1 | 1 | 0
R13B | 110 | 1 | 0 | 0 | 1 | 1 | 0
R1SN | 111 | 1 | 0 | 0 | 1 | 0 | 0
R1SB | 112 | 1 | 0 | 0 | 1 | 1 | 0
R11B | 114 | 1 | 0 | 0 | 0 | 1 | 1
R12N | 115 | 1 | 0 | 0 | 0 | 0 | 1
R12B | 116 | 1 | 0 | 0 | 0 | 0 | 1
R13N | 117 | 1 | 0 | 0 | 0 | 0 | 1
R13B | 118 | 1 | 0 | 0 | 0 | 0 | 1
R1SB | 120 | 1 | 0 | 0 | 0 | 0 | 1
R11N | 129 | 1 | 0 | 0 | 1 | 0 | 0
R21B | 189 | 1 | 0 | 0 | 1 | 1 | 0
R21N | 189 | 1 | 0 | 0 | 1 | 0 | 0
R21B | 190 | 1 | 0 | 0 | 0 | 0 | 1
R3A1N | 204 | 1 | 0 | 0 | 1 | 0 | 0
R3A3N | 204 | 1 | 0 | 0 | 1 | 1 | 1
R3A5N | 204 | 1 | 0 | 0 | 1 | 1 | 1
R3B1N | 204 | 1 | 0 | 0 | 1 | 0 | 0
R3B3N | 204 | 1 | 0 | 0 | 1 | 1 | 1
R3B5N | 204 | 1 | 0 | 0 | 1 | 1 | 1
R3C1N | 204 | 1 | 0 | 0 | 1 | 1 | 1
R3C3N | 204 | 1 | 0 | 0 | 1 | 1 | 1
R3C5N | 204 | 1 | 0 | 0 | 1 | 1 | 1
R3D1N | 204 | 1 | 0 | 0 | 1 | 1 | 1
R3D3N | 204 | 1 | 0 | 0 | 1 | 1 | 1
R3D5N | 204 | 1 | 0 | 0 | 1 | 1 | 1
R3E1N | 204 | 1 | 0 | 0 | 1 | 1 | 1
R3E3N | 204 | 1 | 0 | 0 | 1 | 1 | 1
R3E5N | 204 | 1 | 0 | 0 | 1 | 1 | 1
R3F1N | 204 | 1 | 0 | 0 | 1 | 1 | 1
R3F3N | 204 | 1 | 0 | 0 | 1 | 1 | 1
R3F5N | 204 | 1 | 0 | 0 | 1 | 1 | 1
R3A1B | 205 | 1 | 0 | 0 | 1 | 1 | 1
R3A3B | 205 | 1 | 0 | 0 | 1 | 1 | 1
R3A5B | 205 | 1 | 0 | 0 | 1 | 1 | 1
R3B1B | 205 | 1 | 0 | 0 | 1 | 1 | 1
R3B3B | 205 | 1 | 0 | 0 | 1 | 1 | 1
R3B5B | 205 | 1 | 0 | 0 | 1 | 1 | 1
R3C1B | 205 | 1 | 0 | 0 | 1 | 1 | 1
R3C3B | 205 | 1 | 0 | 0 | 1 | 1 | 1
R3C5B | 205 | 1 | 0 | 0 | 1 | 1 | 1
R3D1B | 205 | 1 | 0 | 0 | 1 | 1 | 1
R3D3B | 205 | 1 | 0 | 0 | 1 | 1 | 1
R3D5B | 205 | 1 | 0 | 0 | 1 | 1 | 1
R3E1B | 205 | 1 | 0 | 0 | 1 | 1 | 1
R3E3B | 205 | 1 | 0 | 0 | 1 | 1 | 1
R3E5B | 205 | 1 | 0 | 0 | 1 | 1 | 1
R3F1B | 205 | 1 | 0 | 0 | 1 | 1 | 1
R3F3B | 205 | 1 | 0 | 0 | 1 | 1 | 1
R3F5B | 205 | 1 | 0 | 0 | 1 | 1 | 1
R4HB | 209 | 1 | 0 | 0 | 1 | 1 | 1
R4HN | 209 | 1 | 0 | 0 | 1 | 1 | 1
R4LB | 209 | 1 | 0 | 0 | 1 | 1 | 1
R4LN | 209 | 1 | 0 | 0 | 1 | 1 | 1
R4MB | 209 | 1 | 0 | 0 | 1 | 1 | 1
R4MN | 209 | 1 | 0 | 0 | 1 | 1 | 1
R5HB | 214 | 1 | 0 | 0 | 1 | 1 | 1
R5HN | 214 | 1 | 0 | 0 | 1 | 1 | 1
R5LB | 214 | 1 | 0 | 0 | 1 | 1 | 1
R5LN | 214 | 1 | 0 | 0 | 1 | 1 | 1
R5MB | 214 | 1 | 0 | 0 | 1 | 1 | 1
R5MN | 214 | 1 | 0 | 0 | 1 | 1 | 1
R6HB | 215 | 1 | 0 | 0 | 1 | 1 | 1
R6HN | 215 | 1 | 0 | 0 | 1 | 1 | 1
R6LB | 215 | 1 | 0 | 0 | 1 | 1 | 1
R6LN | 215 | 1 | 0 | 0 | 1 | 1 | 1
R6MB | 215 | 1 | 0 | 0 | 1 | 1 | 1
R6MN | 215 | 1 | 0 | 0 | 1 | 1 | 1
C1HB | 217 | 1 | 0 | 0 | 1 | 1 | 1
C1HN | 217 | 1 | 0 | 0 | 1 | 1 | 1
C1LB | 217 | 1 | 0 | 0 | 1 | 1 | 1
C1LN | 217 | 1 | 0 | 0 | 1 | 1 | 1
C1MB | 217 | 1 | 0 | 0 | 1 | 1 | 1
C1MN | 217 | 1 | 0 | 0 | 1 | 1 | 1
C2HB | 341 | 1 | 0 | 0 | 1 | 1 | 1
C2HN | 341 | 1 | 0 | 0 | 1 | 1 | 1
C2LB | 341 | 1 | 0 | 0 | 1 | 1 | 1
C2LN | 341 | 1 | 0 | 0 | 1 | 1 | 1
C2MB | 341 | 1 | 0 | 0 | 1 | 1 | 1
C2MN | 341 | 1 | 0 | 0 | 1 | 1 | 1
C3HB | 375 | 1 | 0 | 0 | 1 | 1 | 1
C3HN | 375 | 1 | 0 | 0 | 1 | 1 | 1
C3LB | 375 | 1 | 0 | 0 | 1 | 1 | 1
C3LN | 375 | 1 | 0 | 0 | 1 | 1 | 1
C3MB | 375 | 1 | 0 | 0 | 1 | 1 | 1
C3MN | 375 | 1 | 0 | 0 | 1 | 1 | 1
C4HB | 431 | 1 | 0 | 0 | 1 | 1 | 1
C4HN | 431 | 1 | 0 | 0 | 1 | 1 | 1
C4LB | 431 | 1 | 0 | 0 | 1 | 1 | 1
C4LN | 431 | 1 | 0 | 0 | 1 | 1 | 1
C4MB | 431 | 1 | 0 | 0 | 1 | 1 | 1
C4MN | 431 | 1 | 0 | 0 | 1 | 1 | 1
C5HB | 467 | 1 | 0 | 0 | 1 | 1 | 1
C5HN | 467 | 1 | 0 | 0 | 1 | 1 | 1
C5LB | 467 | 1 | 0 | 0 | 1 | 1 | 1
C5LN | 467 | 1 | 0 | 0 | 1 | 1 | 1
C5MB | 467 | 1 | 0 | 0 | 1 | 1 | 1
C5MN | 467 | 1 | 0 | 0 | 1 | 1 | 1
C6HB | 474 | 1 | 0 | 0 | 1 | 1 | 1
C6HN | 474 | 1 | 0 | 0 | 1 | 1 | 1
C6LB | 474 | 1 | 0 | 0 | 1 | 1 | 1
C6LN | 474 | 1 | 0 | 0 | 1 | 1 | 1
C6MB | 474 | 1 | 0 | 0 | 1 | 1 | 1
C6MN | 474 | 1 | 0 | 0 | 1 | 1 | 1
C7HB | 475 | 1 | 0 | 0 | 1 | 1 | 1
C7HN | 475 | 1 | 0 | 0 | 1 | 1 | 1
C7LB | 475 | 1 | 0 | 0 | 1 | 1 | 1
C7LN | 475 | 1 | 0 | 0 | 1 | 1 | 1
C7MB | 475 | 1 | 0 | 0 | 1 | 1 | 1
C7MN | 475 | 1 | 0 | 0 | 1 | 1 | 1
C8HB | 493 | 1 | 0 | 0 | 1 | 1 | 1
C8HN | 493 | 1 | 0 | 0 | 1 | 1 | 1
C8LB | 493 | 1 | 0 | 0 | 1 | 1 | 1
C8LN | 493 | 1 | 0 | 0 | 1 | 1 | 1
C8MB | 493 | 1 | 0 | 0 | 1 | 1 | 1
C8MN | 493 | 1 | 0 | 0 | 1 | 1 | 1
C9HB | 532 | 1 | 0 | 0 | 1 | 1 | 1
C9HN | 532 | 1 | 0 | 0 | 1 | 1 | 1
C9LB | 532 | 1 | 0 | 0 | 1 | 1 | 1
C9LN | 532 | 1 | 0 | 0 | 1 | 1 | 1
C9MB | 532 | 1 | 0 | 0 | 1 | 1 | 1
C9MN | 532 | 1 | 0 | 0 | 1 | 1 | 1
C10HB | 543 | 1 | 0 | 0 | 1 | 1 | 1
C10HN | 543 | 1 | 0 | 0 | 1 | 1 | 1
C10LB | 543 | 1 | 0 | 0 | 1 | 1 | 1
C10LN | 543 | 1 | 0 | 0 | 1 | 1 | 1
C10MB | 543 | 1 | 0 | 0 | 1 | 1 | 1
C10MN | 543 | 1 | 0 | 0 | 1 | 1 | 1
I1HB | 545 | 1 | 0 | 0 | 1 | 1 | 1
I1HN | 545 | 1 | 0 | 0 | 1 | 1 | 1
I1LB | 545 | 1 | 0 | 0 | 1 | 1 | 1
I1LN | 545 | 1 | 0 | 0 | 1 | 1 | 1
I1MB | 545 | 1 | 0 | 0 | 1 | 1 | 1
I1MN | 545 | 1 | 0 | 0 | 1 | 1 | 1
I2HB | 559 | 1 | 0 | 0 | 1 | 1 | 1
I2HN | 559 | 1 | 0 | 0 | 1 | 1 | 1
I2LB | 559 | 1 | 0 | 0 | 1 | 1 | 1
I2LN | 559 | 1 | 0 | 0 | 1 | 1 | 1
I2MB | 559 | 1 | 0 | 0 | 1 | 1 | 1
I2MN | 559 | 1 | 0 | 0 | 1 | 1 | 1
I3HB | 575 | 1 | 0 | 0 | 1 | 1 | 1
I3HN | 575 | 1 | 0 | 0 | 1 | 1 | 1
I3LB | 575 | 1 | 0 | 0 | 1 | 1 | 1
I3LN | 575 | 1 | 0 | 0 | 1 | 1 | 1
I3MB | 575 | 1 | 0 | 0 | 1 | 1 | 1
I3MN | 575 | 1 | 0 | 0 | 1 | 1 | 1
I4HB | 586 | 1 | 0 | 0 | 1 | 1 | 1
I4HN | 586 | 1 | 0 | 0 | 1 | 1 | 1
I4LB | 586 | 1 | 0 | 0 | 1 | 1 | 1
I4LN | 586 | 1 | 0 | 0 | 1 | 1 | 1
I4MB | 586 | 1 | 0 | 0 | 1 | 1 | 1
I4MN | 586 | 1 | 0 | 0 | 1 | 1 | 1
I5HB | 591 | 1 | 0 | 0 | 1 | 1 | 1
I5HN | 591 | 1 | 0 | 0 | 1 | 1 | 1
I5LB | 591 | 1 | 0 | 0 | 1 | 1 | 1
I5LN | 591 | 1 | 0 | 0 | 1 | 1 | 1
I5MB | 591 | 1 | 0 | 0 | 1 | 1 | 1
I5MN | 591 | 1 | 0 | 0 | 1 | 1 | 1
I6HB | 592 | 1 | 0 | 0 | 1 | 1 | 1
I6HN | 592 | 1 | 0 | 0 | 1 | 1 | 1
I6LB | 592 | 1 | 0 | 0 | 1 | 1 | 1
I6LN | 592 | 1 | 0 | 0 | 1 | 1 | 1
I6MB | 592 | 1 | 0 | 0 | 1 | 1 | 1
I6MN | 592 | 1 | 0 | 0 | 1 | 1 | 1
A1HB | 616 | 1 | 0 | 0 | 1 | 1 | 1
A1HN | 616 | 1 | 0 | 0 | 1 | 1 | 1
A1LB | 616 | 1 | 0 | 0 | 1 | 1 | 1
A1LN | 616 | 1 | 0 | 0 | 1 | 1 | 1
A1MB | 616 | 1 | 0 | 0 | 1 | 1 | 1
A1MN | 616 | 1 | 0 | 0 | 1 | 1 | 1
RE1HB | 624 | 1 | 0 | 0 | 1 | 1 | 1
RE1HN | 624 | 1 | 0 | 0 | 1 | 1 | 1
RE1LB | 624 | 1 | 0 | 0 | 1 | 1 | 1
RE1LN | 624 | 1 | 0 | 0 | 1 | 1 | 1
RE1MB | 624 | 1 | 0 | 0 | 1 | 1 | 1
RE1MN | 624 | 1 | 0 | 0 | 1 | 1 | 1
G1HB | 631 | 1 | 0 | 0 | 1 | 1 | 1
G1HN | 631 | 1 | 0 | 0 | 1 | 1 | 1
G1LB | 631 | 1 | 0 | 0 | 1 | 1 | 1
G1LN | 631 | 1 | 0 | 0 | 1 | 1 | 1
G1MB | 631 | 1 | 0 | 0 | 1 | 1 | 1
G1MN | 631 | 1 | 0 | 0 | 1 | 1 | 1
G2HB | 640 | 1 | 0 | 0 | 1 | 1 | 1
G2HN | 640 | 1 | 0 | 0 | 1 | 1 | 1
G2LB | 640 | 1 | 0 | 0 | 1 | 1 | 1
G2LN | 640 | 1 | 0 | 0 | 1 | 1 | 1
G2MB | 640 | 1 | 0 | 0 | 1 | 1 | 1
G2MN | 640 | 1 | 0 | 0 | 1 | 1 | 1
E1HB | 643 | 1 | 0 | 0 | 1 | 1 | 1
E1HN | 643 | 1 | 0 | 0 | 1 | 1 | 1
E1LB | 643 | 1 | 0 | 0 | 1 | 1 | 1
E1LN | 643 | 1 | 0 | 0 | 1 | 1 | 1
E1MB | 643 | 1 | 0 | 0 | 1 | 1 | 1
E1MN | 643 | 1 | 0 | 0 | 1 | 1 | 1
E2HB | 652 | 1 | 0 | 0 | 1 | 1 | 1
E2HN | 652 | 1 | 0 | 0 | 1 | 1 | 1
E2LB | 652 | 1 | 0 | 0 | 1 | 1 | 1
E2LN | 652 | 1 | 0 | 0 | 1 | 1 | 1
E2MB | 652 | 1 | 0 | 0 | 1 | 1 | 1
E2MN | 652 | 1 | 0 | 0 | 1 | 1 | 1
R11N | 658 | 1 | 0 | 0 | 0 | 1 | 1
R1SN | 658 | 1 | 0 | 0 | 0 | 1 | 1
R3A1N | 659 | 1 | 0 | 0 | 0 | 1 | 1
R3B1N | 660 | 1 | 0 | 0 | 0 | 1 | 1
R21N | 667 | 1 | 0 | 0 | 0 | 1 | 1
R11B | 704 | 1 | 0 | 0 | 1 | 0 | 0

## flBldgContDmgFinal
SOccupId | ContDmgFnId | DefaultFn | Selected | Editable | HazardR | HazardCA | HazardCV
A1HB | 460 | 1 | 0 | 0 | 1 | 1 | 1
A1HN | 460 | 1 | 0 | 0 | 1 | 1 | 1
A1LB | 460 | 1 | 0 | 0 | 1 | 1 | 1
A1LN | 460 | 1 | 0 | 0 | 1 | 1 | 1
A1MB | 460 | 1 | 0 | 0 | 1 | 1 | 1
A1MN | 460 | 1 | 0 | 0 | 1 | 1 | 1
C10HB | 357 | 1 | 0 | 0 | 1 | 1 | 1
C10HN | 357 | 1 | 0 | 0 | 1 | 1 | 1
C10LB | 357 | 1 | 0 | 0 | 1 | 1 | 1
C10LN | 357 | 1 | 0 | 0 | 1 | 1 | 1
C10MB | 357 | 1 | 0 | 0 | 1 | 1 | 1
C10MN | 357 | 1 | 0 | 0 | 1 | 1 | 1
C1HB | 90 | 1 | 0 | 0 | 1 | 1 | 1
C1HN | 90 | 1 | 0 | 0 | 1 | 1 | 1
C1LB | 90 | 1 | 0 | 0 | 1 | 1 | 1
C1LN | 90 | 1 | 0 | 0 | 1 | 1 | 1
C1MB | 90 | 1 | 0 | 0 | 1 | 1 | 1
C1MN | 90 | 1 | 0 | 0 | 1 | 1 | 1
C2HB | 195 | 1 | 0 | 0 | 1 | 1 | 1
C2HN | 195 | 1 | 0 | 0 | 1 | 1 | 1
C2LB | 195 | 1 | 0 | 0 | 1 | 1 | 1
C2LN | 195 | 1 | 0 | 0 | 1 | 1 | 1
C2MB | 195 | 1 | 0 | 0 | 1 | 1 | 1
C2MN | 195 | 1 | 0 | 0 | 1 | 1 | 1
C3HB | 240 | 1 | 0 | 0 | 1 | 1 | 1
C3HN | 240 | 1 | 0 | 0 | 1 | 1 | 1
C3LB | 240 | 1 | 0 | 0 | 1 | 1 | 1
C3LN | 240 | 1 | 0 | 0 | 1 | 1 | 1
C3MB | 240 | 1 | 0 | 0 | 1 | 1 | 1
C3MN | 240 | 1 | 0 | 0 | 1 | 1 | 1
C4HB | 280 | 1 | 0 | 0 | 1 | 1 | 1
C4HN | 280 | 1 | 0 | 0 | 1 | 1 | 1
C4LB | 280 | 1 | 0 | 0 | 1 | 1 | 1
C4LN | 280 | 1 | 0 | 0 | 1 | 1 | 1
C4MB | 280 | 1 | 0 | 0 | 1 | 1 | 1
C4MN | 280 | 1 | 0 | 0 | 1 | 1 | 1
C5HB | 304 | 1 | 0 | 0 | 1 | 1 | 1
C5HN | 304 | 1 | 0 | 0 | 1 | 1 | 1
C5LB | 304 | 1 | 0 | 0 | 1 | 1 | 1
C5LN | 304 | 1 | 0 | 0 | 1 | 1 | 1
C5MB | 304 | 1 | 0 | 0 | 1 | 1 | 1
C5MN | 304 | 1 | 0 | 0 | 1 | 1 | 1
C6HB | 309 | 1 | 0 | 0 | 1 | 1 | 1
C6HN | 309 | 1 | 0 | 0 | 1 | 1 | 1
C6LB | 309 | 1 | 0 | 0 | 1 | 1 | 1
C6LN | 309 | 1 | 0 | 0 | 1 | 1 | 1
C6MB | 309 | 1 | 0 | 0 | 1 | 1 | 1
C6MN | 309 | 1 | 0 | 0 | 1 | 1 | 1
C7HB | 312 | 1 | 0 | 0 | 1 | 1 | 1
C7HN | 312 | 1 | 0 | 0 | 1 | 1 | 1
C7LB | 312 | 1 | 0 | 0 | 1 | 1 | 1
C7LN | 312 | 1 | 0 | 0 | 1 | 1 | 1
C7MB | 312 | 1 | 0 | 0 | 1 | 1 | 1
C7MN | 312 | 1 | 0 | 0 | 1 | 1 | 1
C8HB | 322 | 1 | 0 | 0 | 1 | 1 | 1
C8HN | 322 | 1 | 0 | 0 | 1 | 1 | 1
C8LB | 322 | 1 | 0 | 0 | 1 | 1 | 1
C8LN | 322 | 1 | 0 | 0 | 1 | 1 | 1
C8MB | 322 | 1 | 0 | 0 | 1 | 1 | 1
C8MN | 322 | 1 | 0 | 0 | 1 | 1 | 1
C9HB | 352 | 1 | 0 | 0 | 1 | 1 | 1
C9HN | 352 | 1 | 0 | 0 | 1 | 1 | 1
C9LB | 352 | 1 | 0 | 0 | 1 | 1 | 1
C9LN | 352 | 1 | 0 | 0 | 1 | 1 | 1
C9MB | 352 | 1 | 0 | 0 | 1 | 1 | 1
C9MN | 352 | 1 | 0 | 0 | 1 | 1 | 1
E1HB | 480 | 1 | 0 | 0 | 1 | 1 | 1
E1HN | 480 | 1 | 0 | 0 | 1 | 1 | 1
E1LB | 480 | 1 | 0 | 0 | 1 | 1 | 1
E1LN | 480 | 1 | 0 | 0 | 1 | 1 | 1
E1MB | 480 | 1 | 0 | 0 | 1 | 1 | 1
E1MN | 480 | 1 | 0 | 0 | 1 | 1 | 1
E2HB | 485 | 1 | 0 | 0 | 1 | 1 | 1
E2HN | 485 | 1 | 0 | 0 | 1 | 1 | 1
E2LB | 485 | 1 | 0 | 0 | 1 | 1 | 1
E2LN | 485 | 1 | 0 | 0 | 1 | 1 | 1
E2MB | 485 | 1 | 0 | 0 | 1 | 1 | 1
E2MN | 485 | 1 | 0 | 0 | 1 | 1 | 1
G1HB | 472 | 1 | 0 | 0 | 1 | 1 | 1
G1HN | 472 | 1 | 0 | 0 | 1 | 1 | 1
G1LB | 472 | 1 | 0 | 0 | 1 | 1 | 1
G1LN | 472 | 1 | 0 | 0 | 1 | 1 | 1
G1MB | 472 | 1 | 0 | 0 | 1 | 1 | 1
G1MN | 472 | 1 | 0 | 0 | 1 | 1 | 1
G2HB | 477 | 1 | 0 | 0 | 1 | 1 | 1
G2HN | 477 | 1 | 0 | 0 | 1 | 1 | 1
G2LB | 477 | 1 | 0 | 0 | 1 | 1 | 1
G2LN | 477 | 1 | 0 | 0 | 1 | 1 | 1
G2MB | 477 | 1 | 0 | 0 | 1 | 1 | 1
G2MN | 477 | 1 | 0 | 0 | 1 | 1 | 1
I1HB | 358 | 1 | 0 | 0 | 1 | 1 | 1
I1HN | 358 | 1 | 0 | 0 | 1 | 1 | 1
I1LB | 358 | 1 | 0 | 0 | 1 | 1 | 1
I1LN | 358 | 1 | 0 | 0 | 1 | 1 | 1
I1MB | 358 | 1 | 0 | 0 | 1 | 1 | 1
I1MN | 358 | 1 | 0 | 0 | 1 | 1 | 1
I2HB | 384 | 1 | 0 | 0 | 1 | 1 | 1
I2HN | 384 | 1 | 0 | 0 | 1 | 1 | 1
I2LB | 384 | 1 | 0 | 0 | 1 | 1 | 1
I2LN | 384 | 1 | 0 | 0 | 1 | 1 | 1
I2MB | 384 | 1 | 0 | 0 | 1 | 1 | 1
I2MN | 384 | 1 | 0 | 0 | 1 | 1 | 1
I3HB | 408 | 1 | 0 | 0 | 1 | 1 | 1
I3HN | 408 | 1 | 0 | 0 | 1 | 1 | 1
I3LB | 408 | 1 | 0 | 0 | 1 | 1 | 1
I3LN | 408 | 1 | 0 | 0 | 1 | 1 | 1
I3MB | 408 | 1 | 0 | 0 | 1 | 1 | 1
I3MN | 408 | 1 | 0 | 0 | 1 | 1 | 1
I4HB | 433 | 1 | 0 | 0 | 1 | 1 | 1
I4HN | 433 | 1 | 0 | 0 | 1 | 1 | 1
I4LB | 433 | 1 | 0 | 0 | 1 | 1 | 1
I4LN | 433 | 1 | 0 | 0 | 1 | 1 | 1
I4MB | 433 | 1 | 0 | 0 | 1 | 1 | 1
I4MN | 433 | 1 | 0 | 0 | 1 | 1 | 1
I5HB | 442 | 1 | 0 | 0 | 1 | 1 | 1
I5HN | 442 | 1 | 0 | 0 | 1 | 1 | 1
I5LB | 442 | 1 | 0 | 0 | 1 | 1 | 1
I5LN | 442 | 1 | 0 | 0 | 1 | 1 | 1
I5MB | 442 | 1 | 0 | 0 | 1 | 1 | 1
I5MN | 442 | 1 | 0 | 0 | 1 | 1 | 1
I6HB | 443 | 1 | 0 | 0 | 1 | 1 | 1
I6HN | 443 | 1 | 0 | 0 | 1 | 1 | 1
I6LB | 443 | 1 | 0 | 0 | 1 | 1 | 1
I6LN | 443 | 1 | 0 | 0 | 1 | 1 | 1
I6MB | 443 | 1 | 0 | 0 | 1 | 1 | 1
I6MN | 443 | 1 | 0 | 0 | 1 | 1 | 1
R11B | 30 | 1 | 0 | 0 | 0 | 1 | 1
R11B | 535 | 1 | 0 | 0 | 1 | 0 | 0
R11N | 45 | 1 | 0 | 0 | 1 | 0 | 0
R11N | 488 | 1 | 0 | 0 | 0 | 1 | 1
R12B | 24 | 1 | 0 | 0 | 1 | 1 | 0
R12B | 32 | 1 | 0 | 0 | 0 | 0 | 1
R12N | 23 | 1 | 0 | 0 | 1 | 0 | 0
R12N | 488 | 1 | 0 | 0 | 0 | 1 | 1
R13B | 26 | 1 | 0 | 0 | 1 | 1 | 0
R13B | 34 | 1 | 0 | 0 | 0 | 0 | 1
R13N | 25 | 1 | 0 | 0 | 1 | 0 | 0
R13N | 488 | 1 | 0 | 0 | 0 | 1 | 1
R1SB | 28 | 1 | 0 | 0 | 1 | 1 | 0
R1SB | 36 | 1 | 0 | 0 | 0 | 0 | 1
R1SN | 27 | 1 | 0 | 0 | 1 | 0 | 0
R1SN | 488 | 1 | 0 | 0 | 0 | 1 | 1
R21B | 74 | 1 | 0 | 0 | 1 | 1 | 0
R21B | 75 | 1 | 0 | 0 | 0 | 0 | 1
R21N | 74 | 1 | 0 | 0 | 1 | 0 | 0
R21N | 497 | 1 | 0 | 0 | 0 | 1 | 1
R3A1B | 82 | 1 | 0 | 0 | 1 | 1 | 1
R3A1N | 81 | 1 | 0 | 0 | 1 | 0 | 0
R3A1N | 489 | 1 | 0 | 0 | 0 | 1 | 1
R3A3B | 82 | 1 | 0 | 0 | 1 | 1 | 1
R3A3N | 81 | 1 | 0 | 0 | 1 | 1 | 1
R3A5B | 82 | 1 | 0 | 0 | 1 | 1 | 1
R3A5N | 81 | 1 | 0 | 0 | 1 | 1 | 1
R3B1B | 82 | 1 | 0 | 0 | 1 | 1 | 1
R3B1N | 81 | 1 | 0 | 0 | 1 | 0 | 0
R3B1N | 490 | 1 | 0 | 0 | 0 | 1 | 1
R3B3B | 82 | 1 | 0 | 0 | 1 | 1 | 1
R3B3N | 81 | 1 | 0 | 0 | 1 | 1 | 1
R3B5B | 82 | 1 | 0 | 0 | 1 | 1 | 1
R3B5N | 81 | 1 | 0 | 0 | 1 | 1 | 1
R3C1B | 82 | 1 | 0 | 0 | 1 | 1 | 1
R3C1N | 81 | 1 | 0 | 0 | 1 | 1 | 1
R3C3B | 82 | 1 | 0 | 0 | 1 | 1 | 1
R3C3N | 81 | 1 | 0 | 0 | 1 | 1 | 1
R3C5B | 82 | 1 | 0 | 0 | 1 | 1 | 1
R3C5N | 81 | 1 | 0 | 0 | 1 | 1 | 1
R3D1B | 82 | 1 | 0 | 0 | 1 | 1 | 1
R3D1N | 81 | 1 | 0 | 0 | 1 | 1 | 1
R3D3B | 82 | 1 | 0 | 0 | 1 | 1 | 1
R3D3N | 81 | 1 | 0 | 0 | 1 | 1 | 1
R3D5B | 82 | 1 | 0 | 0 | 1 | 1 | 1
R3D5N | 81 | 1 | 0 | 0 | 1 | 1 | 1
R3E1B | 82 | 1 | 0 | 0 | 1 | 1 | 1
R3E1N | 81 | 1 | 0 | 0 | 1 | 1 | 1
R3E3B | 82 | 1 | 0 | 0 | 1 | 1 | 1
R3E3N | 81 | 1 | 0 | 0 | 1 | 1 | 1
R3E5B | 82 | 1 | 0 | 0 | 1 | 1 | 1
R3E5N | 81 | 1 | 0 | 0 | 1 | 1 | 1
R3F1B | 82 | 1 | 0 | 0 | 1 | 1 | 1
R3F1N | 81 | 1 | 0 | 0 | 1 | 1 | 1
R3F3B | 82 | 1 | 0 | 0 | 1 | 1 | 1
R3F3N | 81 | 1 | 0 | 0 | 1 | 1 | 1
R3F5B | 82 | 1 | 0 | 0 | 1 | 1 | 1
R3F5N | 81 | 1 | 0 | 0 | 1 | 1 | 1
R4HB | 85 | 1 | 0 | 0 | 1 | 1 | 1
R4HN | 85 | 1 | 0 | 0 | 1 | 1 | 1
R4LB | 85 | 1 | 0 | 0 | 1 | 1 | 1
R4LN | 85 | 1 | 0 | 0 | 1 | 1 | 1
R4MB | 85 | 1 | 0 | 0 | 1 | 1 | 1
R4MN | 85 | 1 | 0 | 0 | 1 | 1 | 1
R5HB | 88 | 1 | 0 | 0 | 1 | 1 | 1
R5HN | 88 | 1 | 0 | 0 | 1 | 1 | 1
R5LB | 88 | 1 | 0 | 0 | 1 | 1 | 1
R5LN | 88 | 1 | 0 | 0 | 1 | 1 | 1
R5MB | 88 | 1 | 0 | 0 | 1 | 1 | 1
R5MN | 88 | 1 | 0 | 0 | 1 | 1 | 1
R6HB | 89 | 1 | 0 | 0 | 1 | 1 | 1
R6HN | 89 | 1 | 0 | 0 | 1 | 1 | 1
R6LB | 89 | 1 | 0 | 0 | 1 | 1 | 1
R6LN | 89 | 1 | 0 | 0 | 1 | 1 | 1
R6MB | 89 | 1 | 0 | 0 | 1 | 1 | 1
R6MN | 89 | 1 | 0 | 0 | 1 | 1 | 1
RE1HB | 467 | 1 | 0 | 0 | 1 | 1 | 1
RE1HN | 467 | 1 | 0 | 0 | 1 | 1 | 1
RE1LB | 467 | 1 | 0 | 0 | 1 | 1 | 1
RE1LN | 467 | 1 | 0 | 0 | 1 | 1 | 1
RE1MB | 467 | 1 | 0 | 0 | 1 | 1 | 1
RE1MN | 467 | 1 | 0 | 0 | 1 | 1 | 1

## flBldgInvDmgFinal
SOccupId | InvDmgFnId | DefaultFn | Selected | Editable | HazardR | HazardCA | HazardCV
A1HB | 116 | 1 | 0 | 0 | 1 | 1 | 1
A1HN | 116 | 1 | 0 | 0 | 1 | 1 | 1
A1LB | 116 | 1 | 0 | 0 | 1 | 1 | 1
A1LN | 116 | 1 | 0 | 0 | 1 | 1 | 1
A1MB | 116 | 1 | 0 | 0 | 1 | 1 | 1
A1MN | 116 | 1 | 0 | 0 | 1 | 1 | 1
C1HB | 1 | 1 | 0 | 0 | 1 | 1 | 1
C1HN | 1 | 1 | 0 | 0 | 1 | 1 | 1
C1LB | 1 | 1 | 0 | 0 | 1 | 1 | 1
C1LN | 1 | 1 | 0 | 0 | 1 | 1 | 1
C1MB | 1 | 1 | 0 | 0 | 1 | 1 | 1
C1MN | 1 | 1 | 0 | 0 | 1 | 1 | 1
C2HB | 46 | 1 | 0 | 0 | 1 | 1 | 1
C2HN | 46 | 1 | 0 | 0 | 1 | 1 | 1
C2LB | 46 | 1 | 0 | 0 | 1 | 1 | 1
C2LN | 46 | 1 | 0 | 0 | 1 | 1 | 1
C2MB | 46 | 1 | 0 | 0 | 1 | 1 | 1
C2MN | 46 | 1 | 0 | 0 | 1 | 1 | 1
I1HB | 70 | 1 | 0 | 0 | 1 | 1 | 1
I1HN | 70 | 1 | 0 | 0 | 1 | 1 | 1
I1LB | 70 | 1 | 0 | 0 | 1 | 1 | 1
I1LN | 70 | 1 | 0 | 0 | 1 | 1 | 1
I1MB | 70 | 1 | 0 | 0 | 1 | 1 | 1
I1MN | 70 | 1 | 0 | 0 | 1 | 1 | 1
I2HB | 81 | 1 | 0 | 0 | 1 | 1 | 1
I2HN | 81 | 1 | 0 | 0 | 1 | 1 | 1
I2LB | 81 | 1 | 0 | 0 | 1 | 1 | 1
I2LN | 81 | 1 | 0 | 0 | 1 | 1 | 1
I2MB | 81 | 1 | 0 | 0 | 1 | 1 | 1
I2MN | 81 | 1 | 0 | 0 | 1 | 1 | 1
I3HB | 93 | 1 | 0 | 0 | 1 | 1 | 1
I3HN | 93 | 1 | 0 | 0 | 1 | 1 | 1
I3LB | 93 | 1 | 0 | 0 | 1 | 1 | 1
I3LN | 93 | 1 | 0 | 0 | 1 | 1 | 1
I3MB | 93 | 1 | 0 | 0 | 1 | 1 | 1
I3MN | 93 | 1 | 0 | 0 | 1 | 1 | 1
I4HB | 106 | 1 | 0 | 0 | 1 | 1 | 1
I4HN | 106 | 1 | 0 | 0 | 1 | 1 | 1
I4LB | 106 | 1 | 0 | 0 | 1 | 1 | 1
I4LN | 106 | 1 | 0 | 0 | 1 | 1 | 1
I4MB | 106 | 1 | 0 | 0 | 1 | 1 | 1
I4MN | 106 | 1 | 0 | 0 | 1 | 1 | 1
I5HB | 111 | 1 | 0 | 0 | 1 | 1 | 1
I5HN | 111 | 1 | 0 | 0 | 1 | 1 | 1
I5LB | 111 | 1 | 0 | 0 | 1 | 1 | 1
I5LN | 111 | 1 | 0 | 0 | 1 | 1 | 1
I5MB | 111 | 1 | 0 | 0 | 1 | 1 | 1
I5MN | 111 | 1 | 0 | 0 | 1 | 1 | 1
I6HB | 112 | 1 | 0 | 0 | 1 | 1 | 1
I6HN | 112 | 1 | 0 | 0 | 1 | 1 | 1
I6LB | 112 | 1 | 0 | 0 | 1 | 1 | 1
I6LN | 112 | 1 | 0 | 0 | 1 | 1 | 1
I6MB | 112 | 1 | 0 | 0 | 1 | 1 | 1
I6MN | 112 | 1 | 0 | 0 | 1 | 1 | 1

## OccupancyTypes
Occupancy | Category | Description | CategoryId
AGR1 | Agriculture | Agriculture | OCCU_CL
COM1 | Commercial | Retail Trade | OCCU_CL
COM10 | Commercial | Parking | OCCU_CL
COM2 | Commercial | Wholesale Trade | OCCU_CL
COM3 | Commercial | Personal and Repair Services | OCCU_CL
COM4 | Commercial | Professional/Technical Services | OCCU_CL
COM5 | Commercial | Banks | OCCU_CL
COM6 | Commercial | Hospital | OCCU_CL
COM7 | Commercial | Medical Office/Clinic | OCCU_CL
COM8 | Commercial | Entertainment & Recreation | OCCU_CL
COM9 | Commercial | Theaters | OCCU_CL
EDU1 | Education | Grade Schools | OCCU_CL
EDU2 | Education | Colleges/Universities | OCCU_CL
GOV1 | Government | General Services | OCCU_CL
GOV2 | Government | Emergency Response | OCCU_CL
IND1 | Industrial | Heavy | OCCU_CL
IND2 | Industrial | Light | OCCU_CL
IND3 | Industrial | Food/Drugs/Chemicals | OCCU_CL
IND4 | Industrial | Metals/Minerals Processing | OCCU_CL
IND5 | Industrial | High Technology | OCCU_CL
IND6 | Industrial | Construction | OCCU_CL
REL1 | Religion | Churches and Other Non-profit Org. | OCCU_CL
RES1 | Single Family | Single Family Dwelling | OCCU_CL
RES2 | Residential | Manuf. Housing | OCCU_CL
RES3A | Residential | Duplex | OCCU_CL
RES3B | Residential | Triplex / Quads | OCCU_CL
RES3C | Residential | Multi-dwellings (5 to 9 units) | OCCU_CL
RES3D | Residential | Multi-dwellings (10 to 19 units) | OCCU_CL
RES3E | Residential | Multi-dwellings (20 to 49 units) | OCCU_CL
RES3F | Residential | Multi-dwellings (50+ units) | OCCU_CL
RES4 | Residential | Temporary Lodging | OCCU_CL
RES5 | Residential | Institutional Dormitory | OCCU_CL
RES6 | Residential | Nursing Home | OCCU_CL